## Cover
Contact Us:
44/3 Pantheon Road, Ph: 044 4698 9999
1st Floor, Thiru Complex Tushar Jain: 9840991137
Near Ashoka Hotel Admin Manager: 7305 8305 01
Egmore, Chennai - 600008 Sales Head: 99400 79368
GST - 33AAVFG4998G1ZP Technical Head: 7305 8305 02
E mail : info@glosilscientific.com
Effective from Sep 2022.(Price may change without intimation)
Note : Effective from Sep 2022.(Price may change without intimation)
The prices can change any time. As the duty and importes is been difficult all rates are going to be increases by 15 to 30 % also.
PRICE REVISION:
1.Rayscope some of the products prices revised
2.Metravi Prices revised
3.Rocker Oil free Vacuum Pump prices added
PRODUCT ADDITION:
1. Rico Products added
2.Quartz Crucible & Lid added
3.Polylab Products added
4.PH Meter with Stirrer - LH -101
5.COM 400 - 4 IN ONE (PH/TDS/EC/TEMP) PEN TYPE
5.COM 500 - 5 IN ONE (PH/TDS/EC/SAL/TEMP) PEN TYPE
7.DIMPLE THERMOMETER FULL RANGE

## Index
| INDEX PAGE | PAGE NO.
A | ABBE REFRACTOMETER | R79
| ABLES FLASH POINT APPARATUS | P72
| AGATE MORTAR & PESTLES | A2
| ALLUMINA WARES | A2
| ANUMBRA PETRIDISH | P68
| ANEMOMETER | A1
| ANILINE POINT APPARATUS | P71
| AUTOCLAVE | A1
B | BALANCE SAFFRON | B5
| BALANCE SHIMADZU | B3
| BIO CHEMISTRY ANALYSER | B9
| BLOOD CELL COUNTER | B7
| BLOOD LANCET | B7
| BLOOD MIXER | B7
| BOD INCUBATOR | B3
| BOMB COLORIMETER | B8
| BOTTLE TOP DISPENSER | B7
| BREATH ALCOHOL METER | B7
| BUFFER SOLUTIONS EUTECH | B7
| BULK DENSITY APPARATUS | P68
| BUNSEN BURNER ELECTRICAL | B3
| BUTYRO REFRACTOMETER | R79
C | CAPILLARY TUBES | C16
| CARBON MONOXIDE METER | C15
| CARBON RESIDUE APPARATUS | P72
| CAVITY GLASS | M59
| CENTRIFUGE REMI, GLOVISION | C13
| CLAVELAND FFP APPARATUS | P72
| CLOUD AND POUR POINT APPARATUS | P72
| CO2 METER | C15
| COATING THICKNESS GAUGE | C16
| COD MEASUREMENT | C16
| COLD CABINET | C15
| COLONY COUNTER | C12
| COLORIMETER | C12
| COND BENCH EUTECH | C10
| COND.BENCH LABOHOLIC | C10
| COND.METER POCKET | C10
| CONDUCTIVITY CELL | C12
| COOKING OIL TESTER | C15
| COOLING CENTRIFUGE | C14
| COUNTING CHAMBER | C16
| COVER GLASS | M60
| CYCLOMIXER | C14
D | DEAN AND STARK APPARATUS | P75
| DEEP FREEZER | D17
| DESSICATOR GLASS | G30
| DIFFRACTION GRATINGS | D17
| DISTILLATION APPARATUS PETROLEUM | P75
| DO METER PORTABLE | D17
| DO METER SPARES | D17
| DRYBATH INCUBATOR | D17
E | ELECTRODES EUTECH / GLOVISION | E19
| ELISA READER | E20
| ELISA WASHER | E20
| ESR TUBE / ESR STAND | E19
| ESRITE KIT | E19
F | FILTER HOLDER | F29
| FILTER MEMBRANE WHATMAN | F28
| FILTER PAPER WHATMAN | F22
| FLAME PHOTOMETR | F21
| FLASH & FIRE POINT APPARTUS | P75
| FLOUROMETER | F21
| FLOW CUP VISCOMETER | F21
| SPECIFIC GRAVITY CUP | F22
| FLOW METER | F22
| FLURIMETER CELL | S82
| FOGGER MACHINE | F29
| FRIABILITY TEST APPARTUS | P69
| FRYING OIL MONITOR | F29
G | GAS ANALYSER | G30
| GERBBER CENTRIFUGE | G30
| GLASS BEADS | G30
| GLOSS METER | P76
| GRAIN MOISTER METER | M47
| GRATING DIFFRACTION | P17
H | HALOGEN LAMP | L44
| HEAMOCYTOMETER FULL SET COUNT.CHAMBER,PIPETTES | H38
| HEAMOMETER | H38
| HEATING MANTLES | H32
| HEGMAN GAUGE | P76
| HEMOGLOBIN METER | H39
| HOT AIR OVEN | H31
| HOT PLATE | H31
| HUMIDITY METER | H39
| HYDROMETER SIKES,ALCOHOL (GLOSIL /LEIMCO) | H35
| HYDROMETERS DENSITY,SPECIFIC GRAVITY,BAUME,BRIX (GLOSIL /LEIMCO) | H34
| HYDROMETERS SOIL,BAROMETER,TWADDEL (GLOSIL /LEIMCO) | H34
| THERMO HYGROMETER | T90
I | INCUBATOR | I41
| INCUBATOR COOLING | I41
| ION SPECIFIC METER | I41
| IP THERMOMETER | T93
| IR MOISTURE BALANCE | M46
J | JAR TEST APPARATUS | J42
| JUNKERS GAS CALORIMETER | J42
K | KARL FISHER TITRATOR | K43
| KINEMATIC VISCOMETER BATH | P73
L | LAB COAT | L45
| LABORATORY JACK | L45
| LAMPS HALOGEN, SODIUM VAPOUR(SV),UV TUBES | L44
| UV TUBES | L44
| LACTOMETER | H34
| LEAK TEST APPARATUS LABOHOLIC/ GLOLAB | L45
| LUX METER | L44
M | MAGNETIC STIRRER | M47
| MAXIMUM MINIMUM THERMOMETER | T91
| MECHANICAL STIRRER | M47
| MELTING POINT APPARATUS | M46
| MICRO SLIDE | M60
| MICROMETER | V105
| MICROPIPETTES | M57
| MICROSCOPE PROJECTION | M55
| MICROSCOPES | M48
| MICROTOME | M60
| MOISTURE BALANCE | M46
| MOISTURE METER GRAINS | Z107
| MOISTURE METER SOIL | M46
| MOISTURE METER WOOD | M47
| MULTIPARAMETER PH/COND/TDS METER | P66
N | NEEDLE DESTROYER | N61
| NICKEL CRUCIBLE | N61
| NMR TUBE | N61
O | OCCULAR MICROMETER | S84
| OIL BATH | O63
| ONLINE METERS PH/COND./TDS/DO/ORP | O62
| ORBITAL SHAKER | O63
| ORBITAL SHAKING INCUBATOR | O63
| ORP METER POCKET | O62
P | PENETROMETER | P75
| PENSKY MARTIN APPARATUS | P74
| PETRIDISH | P68
| PETROLEUM INSTRUMENTS | P71
| PH ELECTRODES | E19
| PH METER BENCH MODEL LABOHOLIC/ EUTECH | P64
| PH METER HAND HELD | P64
| PH METER PORTABLE | P64
| PH METER SOIL | P67
| PH/COND/TDS/MULTIPARAMETER | P66
PHARMA INSTRUMENTS
| *TABLET HARDNESS TESTER | P69
| *BULK DENSITY APPART / DISINTEGRATION TEST APPARATUS | P68
| *TABLET DISSOLUTION / TABLET FRIABILITY | P69
| LEAK TEST APPARATUS | P70
| POLARIMETER DIGITAL | P68
| POTENTIOMETER & SPARES | P67
| PIPETTE RBC/WBC/20CM/ROUND TUBE | H38
| PAINT TESTING INSTRUMENTS | P76
R | RED WOOD VISCOMETER | P74
| REFRACTOMETER POCKET | R78
| RINGER TIMER | R80
| REFRACTOMETER:ABBE / BUTYRO / SUGAR / SALINITY | R79
| ALCOHOL / HONEY / DIGITAL / ATAGO/ ERMA | R78
| ROTARY FLASH SHAKER | R80
| ROTARY EVAPORATOR | R80
S | SALINITY METER POCKET | R78
| SALINITY PORTABLE | S83
| SAYBOLT VISCOMETER | P74
| SCREW GAUGE | V105
| SIEVE SHAKER | T98
| SILICA CRUCIBLES | S85
| SILICON GREASE | S87
| SILICON RUBBER TUBE / RUBBER BULP | S87/S88
| SLIT ROD | S87
| SOFTENING POINT | P75
| SOIL PH METER | P67
| SOIL TESTING INSTRUMENTS | P67
| SOUND LEVEL METER | S83
| SOXHLET APPARATUS | S89
| SPECTROMETER | S86
| SPECTROPHOTOMETER | S82
| SPECTROPHOTOMETER CELL AND CUVETTES | S82
| SPECTROPHOTOMETER UV | S81
| STAGE / OCCULAR MICROMETER | S84
| STOP CLOCK | S89
| STOP WATCH | S81
| SYRINGE SGE | S88
T | TABLET DISINTEGRATION | P69
| TABLET DISSOLUTION / TABLET FRIABILITY | P69
| TACHOMETER | T94
| TDS METER BENCH / TDS METER PORTABLE | T94/T95
| TDS METER POCKET | T94
| TEFLON PADDLES | T99
| TEFLON WARES | T101
| TEST SIEVES | T96
| TEST SIEVES SHAKER | T98
| THERMOHYGRO METER DIGITAL | T90
| THERMOHYGROMETER LUTRON | T90
| THERMOHYGROMETER TESTO | T90
| THERMOMETER COOKING OIL | T90
| THERMOMETER DIGITAL | T90
| THERMOMETER GLASS DIMPLE/ZEAL | T92
| THERMOMETER IP | T93
| THERMOMETER IR | T91
| THERMOMETER WALL TYPE | T91
| THICKNESS GAUGE COATING | C16
| THICKNESS GAUGE DIAL | V105
| THIMBLES WHATMAN | F25
| TIMERS | T90
| TIPS FOR MICROPIPETTE | Z107
| TLC KIT | T99
| TRAVELLING MICROSCOPE | M53
| TURBIDITY METER | T96
U | ULTRA SONICATOR | U103
| UV CABINET / UV LIGHT METER | U103
| UV LAMP | L44
| UV SPECTROPHOTOMETER | S81
| UV TRANSILLUMINATOR | U103
V | SCREW GAUGE / THICKNESS GAUGE / SKIN CAPLIPER | V105
| VACUUM PUMP | V104
| VERNIER CALIPER | V104
| VIBRATION METER | V104
| VISCOMETER RED WOO / SAYBOLT | P74
| TAR VISCOMETER | P75
| KINEMATIC VISCOMETER BATH | P73
| VORTEX MIXER | C14
W | WATER BATH | W106
| WATER BATH SHAKER | W106
| WATER STILL | W106
| WEIGHT BOXES | B6
| WET&DRY THERMOMETER | T91
| WHATMAN FILTER PAPER | F22
| WHIRLING PSYCROMETER | W106
| WINTROBE TUBE STAND | W106

## A
A
| ANEMOMETER - LUTRON | GLOSIL
A1 | Model AM 4201 Portable Anemometer Lutron, Taiwan made with fan type vane, range 0.4 to 30m/s knots, feet and kms | 6450
A2 | Model AM 4202 Without RS-232 AP with temperature ,Taiwan made, range 0.4 to 30m/s | 10000
A3 | Model AM 4204 Hot Wire Anemometer Range 0.2 to 20 m/s and knots, feet and kms with Temp 0'C to 50'C | 18000
A4 | Model AM 4213 Mini fan/vane for high temp of 80c and low velocity 0.8 to 12m/s Hot Wire | 24000
A5 | Model AM 4221 Lutron, Anemometer Cup counter Taiwan made | 11500
A6 | Model AM 4222 Lutron, Taiwan handy with vane | 5000
| ANEMOMETER COMBO - LUTRON | GLOSIL
A7 | Model LM 8000 Taiwan 4 in1 for Velocity, Temperature, Humidity and Lux. Handy built-in vane | 7200
A8 | Model LM 8010 Anemo / Temp/ Air Flow / RH / LUX 5 in 1 | 8250
A9 | Model LM 8102 Anemo / Sound Level / Temp / RH / LUX 5 in 1 | 11700
| ANEMOMETER POCKETLINE RANGE - TESTO | GLOSIL
A10 | Testo-410-1 Velocity Meter(Vane Anemometer), Two variants with velocity, humidity & temperature, Timed mean calculation, Variant with humidity also calculates psycometric values | 7400
A11 | Testo-410-2 Velocity Meter (3 in 1 Anemometer), Two variants with velocity, humidity & temperature, Timed mean calculation, Variant with humidity also calculates psycometric values | 11500
| ANEMOMETER SMART - TESTO | GLOSIL
A12 | Testo-405i Smart Thermal Anemometer (Thermal Anemometer) Measurement of air flow velocity , temperature and volume flow, range 0 - 30 m/s and -20°C to +60°C, Telescopic shaft,extendable upto 400 mm, wireless connection to a smartphone or tablet via Bluetooth free app, All measurement data in graph or tabular format, can be directly sent as PDF or excel files, testovent 415 | 13000
A13 | Testo-410i Smart Vane Anemometer Measurement of air flow velocity,volume flow and temperature at air outlets,range of 0.4 to 30 m/s and -20°C to +60°C, Telescopic shaft, extendable upto 400 mm, wireless connection to a smartphone or tablet via Bluetooth free app, All measurement data in graph or tabular format, can be directly sent as PDF or excel files | 10900
| AUTOCLAVE - GLOVISION | GLOSIL
A14 | GV-BUCKET-20 Bucket type Aluminum-300x350mm (12"x15") with Pressure Gauge , Heater 20 lt | 6250
A15 | GV-COOKER-20 Cooker Type S.Steel-300x300mm(12"x12") / Bucket Model Vertical Type with Pressure Gauge, Heater 20 lt | 12000
| AUTOCLAVE VERTICAL ECONOMY (WING NUT TYPE) - GLOVISION | GLOSIL
FT-203 Size 12" X 20" Verical Economy Autoclave, Double Chamber construction, Wing Nut Type locking system, Inner & Outer made of SS 202 grade, support ring is mad of cast aluminium dully polished,Lid Mad of 202 Grade SS , Pressure adjustable from 5 psi to 15 psi
| FT-204 Size 12" X 20" Verical Economy Plus Autoclave,Double Chamber construction, Wing Nut Type locking system, Inner & Outer made of SS 202 grade, support ring is mad of cast aluminium dully polished,Lid Mad of 202 Grade SS , Pressure adjustable from 5 psi to 15 psi | 23500
| AUTOCLAVE VERTICAL LABORATORY (RADIAL LOCKING) - GLOVISION | GLOSIL
Laboratory Autoclaves are made of Double chamber, Stainless steel 304 grade. Supplied with standard accessories such as: Radial locking system,paddle lifting arrangement, pressure control switch, low water cut off, manual timer. Dual safety valve, Pressure guage, steam release valve, water outlet valve.
SEMI AUTOMATIC: Incorporated with low water cut off device, microprocessor based controller (Programmable by user) digital display of temp and timer. After achieving 121 degree timer starts automatically which is also preset at 30 Minutes (Adjustable). After cycle end unit gets switched off and steam can be released manually. Standard working temperature 121 degree. However as per requirement it can be upgraded upto 134 degree (On Extra Cost)
A16 | FTS-301 , Semi automatic Size 12" X 20" (300 X 300 mm) Capacity 40 Ltrs, 3 kw load | 67500
A17 | FTS-302 , Semi automatic Size 12" X 20" (300 X 300 mm) Capacity 50 Ltrs, 3 kw load | 75950
A18 | FTS-303 , Semi automatic Size 12" X 20" (300 X 300 mm) Capacity 78 Ltrs, 4.5 kw load | 102000
A19 | FTS-304 , Semi automatic Size 18" X 24" (450 X 600 mm) Capacity 90 Ltrs, 6 kw load | 131625
FULLY AUTOMATIC: Incorporated with low water cut off device, microprocessor based controller (Programmable by user) digital display of temp and timer. Enable reproducibility of results as full cycle included pursing of stale air, Sterilization hold time, cycle ends with automatic steam release. Requires no intervention. Standard working temperature 121 degeree, However as per requirement it can be upgraded upto 134 degree (On Extra Cost)
A20 | FTF-301 , Fully automatic Size 12" X 20" (300 X 300 mm) Capacity 40 Ltrs, 3 kw load | 81000
A21 | FTF-304 , Fully automatic Size 18" X 24" (450 X 600 mm) Capacity 90 Ltrs, 6 kw load | 145125
| AGATE MORTAR AND PASTEL (STONE) | GLOSIL
A22 | Agate Black Stone 2" | 550
| Agate Black Stone 2.5" | 550
A23 | Agate Black Stone 3" | 900
A24 | Agate Black Stone 4" | 1500
A25 | Agate Black Stone 5" | 2650
A26 | Agate Black Stone 6" | 3750
A27 | Agate Gray Stone 2" | 2500
A28 | Agate Gray Stone 3" | 5000
A29 | Agate Gray Stone 4" | 8000
A30 | Agate Gray Stone 5" | 17500
A31 | Agate Gray Stone 6" | 30000
| ALUMINA CRUCIBLE - LARK | GLOSIL
A32 | Alumina Crucible 15 ml | 350
A33 | Alumina Crucible 25 ml | 450
A34 | Alumina Crucible 30 ml | 475
A35 | Alumina Crucible 50 ml | 600
A36 | Alumina Crucible 100 ml | 850
A37 | Alumina Crucible 200 ml | 1400
A38 | Alumina Crucible 250 ml | 1750
A39 | Alumina Crucible 500 ml | 4000
A40 | Alumina Crucible 1000 ml | 8000
| ALUMINA LID - LARK | GLOSIL
A41 | Alumina Lid 15 ml | 175
A42 | Alumina Lid 25 ml | 225
A43 | Alumina Lid 30 ml | 240
A44 | Alumina Lid 50 ml | 300
A45 | Alumina Lid 100 ml | 425
A46 | Alumina Lid 200 ml | 700
A47 | Alumina Lid 250 ml | 875
A48 | Alumina Lid 500 ml | 2000
A49 | Alumina Lid 1000 ml | 4000

## B
B
BAROMETER ANALOG
B1 | Baraometer BARIGO Cat no.183 Dial size 85 mm German Make | 7000
| BUNSEN BURNER ELECTRIC & BURETTE STAND - GLOVISION | GLOSIL
B2 | GV-BB Electric Bunsen with energy regulator up to 350*C Rating 230V | 2750
| BOD INCUBATOR - GLOVISION | GLOSIL
B3 | GV- BOD-4 Size 400x450x600 mm 4CFT CAPACITY 105LTRS INNER SS OUTER MS Powder coated with digital temp cont 5 to 100c | 62000
B4 | GV- BOD-6 Size 410x500x850 mm 6CFT CAPACITY 175LTRS INNER SS OUTER MS Powder coated with digital temp cont 5 to 100c | 73000
| BOD MEASUREMENT ( Installation and DEMO charges applicable) - LOVIBOND | GLOSIL
B5 | BOD Measurement System LOVIBOND BD 600 6 measuring sensors code no 2444460 | 349438
B6 | BOD Measurement System LOVIBOND BD 606 12 measuring sensors code no 2444465 | 799222
| BOMB CALORIMETER - RICO | GLOSIL
B7 | RSBT-5 Digital Bomb Calorimeter With Water Jacket With Puff Insulation, Safety Device, Sensor Probe, High Pressure Flexible Tubing Set & Certified Bomb. Temp. Resolution 0.01°C. | 105950
B8 | RSBT-6 Automatic Bomb Calorimeter Microprocessor Based 20 X 4 Lcd Display With Keypad On Front Pannel, Automatic Calculation & Memory Storage Via Usb Interface In Pc. Supplied With Water Jacket With Puff Insulation, Safety Device, Sensor Probe, High Pressure Flexible Tubing Set & Certified Bomb. Temp. Resolution 0.001°C. | 188500
BOMB CALORIMETER :OPTIONAL ACCESSORIES
B9 | RSBT-S-1 Complete Bomb With Works Test Certificate | 25350
B10 | RSBT-S-2 Complete Bomb Certified By Testing Lab | 30550
B11 | RSBT-S-3 Water Jacket With Puff Insulation | 18850
B12 | RSBT-S-4 Calorimeter Vessel (Copper) | 10400
B13 | RSBT-S-5 Combined Lid For Calorimeter Vessel | 5200
B14 | RSBT-S-6 Bomb Support Stand | 1950
B15 | RSBT-S-7 Calorimeter Vessel Stand | 1750
B16 | RSBT-S-8 Stirrer Motor | 13650
B17 | RSBT-S-9 Pellet Press | 11050
RSBT-S - 10 Connecting Tube To Connect Bomb & Safety Device
B18 | Made Of Copper | 2400
B19 | Made Of High Pressure Rubber Flexible Tube. | 3350
RSBT-S-11 Connecting Tube To Connect Oxygen Control Valve & Pressure Gauge
B20 | Made Of Copper | 1750
B21 | Made Of High Pressure Rubber Flexible Tube. | 2550
RSBT-S-12 Connecting Tube To Connect Safety Device & Pressure Gauge
B21 | Made Of Copper | 850
B22 | Made Of High Pressure Rubber Flexible Tube.. | 1250
B23 | RSBT-S-13 High Pressure Flexible Tube (Set Of 3 Tubes) | 6170
B24 | RSBT-S-14 Cotton Reel (Approx 35 Meters) | 130
B25 | RSBT-S-15 Stainless Steel Crucible 8 Ml. Capacity | 1750
B26 | RSBT-S-16 Valve Body With Schrader Valve Fitted Inside | 2400
B27 | RSBT-S-17 Schrader Valve (For Five Pieces) | 600
B28 | RSBT-S-18 Ignition Wire (Nichrome Wire) (Minimum 50 Mtrs) | 2750
B29 | RSBT-S-19 Benzoic acid of known calorific value 100 grams approx with photocopy of nabl tracability certificate | 130
B30 | RSBT-S-20 Benzoic acid of known calorific value (pack of 50) tablets) with photocopy of nabl tracability certificate | 2080
B31 | RSBT-S-22 Bomb ‘o’ ring set of 2 | 600
B32 | RSBT-S-23 Valve body ‘o’ ring | 75
B33 | RSBT-S-27 Sensor for digital beckmann | 6500
B34 | RSBT-S-32 Connecting wire | 650
B35 | RSBT-S-35 Pressure gauge with stand | 3250
B36 | RSBT-S-38 Valve key | 195
B37 | RSBT-S-39 Gas releasing pin | 195
| BOMB CALORIMETER AUTOMATIC - LABOHOLIC | GLOSIL
B172 | LH-1160 Bomb Calorimeter Automatic Bomb Calorimeter Microprocessor Based (Graphical Display) 128x64 Graphical LCD, Temperature Resolution 0.010 'C, Internal Memory 1000 logs with date and time, USB interface to PC, Inbuilt thermal printer, Time Clock, Realtime clock with battery backup. Measurement & calculation of calorific value & water equivalent, USB interface for sending data to PC, full test report printout by inbuilt thermal printer, Weight of sample water equivalent & sensitivity can be set through keypad on single page, Fusewire open indication error adjustable, No paper or printer door open detection, Audio indication on firing as well as after test, Automatic detection of temperature rise & fall, Power supply 230 + 10% AC, Complete with all accessories. | 120000
B173 | LH-160 Digital Bomb Calorimeter, manual measurement and calculation, Initial temperature rise and fall, 3 Digit LED Display,Temp.accuracy 0.1°C, Temp.resolution 0.1°C, RTD Temperature Detector, Temp.range RT to 99.9°C NEW ADDITION | 74000
| BALL MILL - RICO | GLOSIL
RC34 | RBMT-1 Ball mill 1 kg. (wth aluminium jar) | 26650
RC35 | RBMT-2 Ball mill 1 kg. (with s.s. jar) | 31850
| BALANCE AP-AD SERIES - SHIMADZU | GLOSIL
| Model AP135W-AD Super Range(sm) built-in calibration 0.01mg capacity 135g Pan size Ø 91 | POR
| Model AP225W-AD Super Range(sm) built-in calibration 0.01mg capacity 220g Pan Size Ø 91 | POR
| Model AP125WD-AD Dual Range(sm) built-in calibration 0.1mg/0.01mg Cap 120g/52g Pan Size Ø 91 | POR
| Model AP225WD-AD Dual Range(sm) built-in calibration 0.1mg/0.01mg Cap 220g/102g Pan Size Ø 91 | POR
| Model AP224W-AD Analytical built-in calibration 0.1mg Cap 220g Pan Size Ø 91 | POR
| Model AP324W-AD Analytical built-in calibration 0.1mg Cap 320g Pan Size Ø 91 | POR
| BALANCE AP SERIES - SHIMADZU | GLOSIL
Advance Performance UniBloc Balances
B5 | Model AP225W Super Range(sm) Internal calibration 0.01mg capacity 220g Pan size Ø 91 | 420000
B6 | Model AP135W Super Range(sm) Internal calibration 0.01mg capacity 135g Pan size Ø 91 | 320000
B7 | Model AP225WD Semi micro Internal calibration 0.01mg/0.1mg Cap 102g/220g Pan Size 91Dia | POR
B8 | Model AP125WD Semi micro Internal calibration 0.01mg/0.1mg Cap 52g/120g Pan Size 91Dia | 220000
B9 | Model AP324W Analytical Internal calibration 0.1mg Cap 320g Pan Size 91Dia | 200000
B10 | Model AP224W Analytical Internal calibration 0.1mg Cap 220g Pan Size 91Dia | 175000
B11 | Model AP124W Analytical Internal calibration 0.1mg Cap 120g Pan Size 91Dia | 195000
B12 | Model AP324X Analytical Internal calibration 0.1mg Cap 320g Pan Size 91Dia | 170000
B13 | Model AP224X Analytical Internal calibration 0.1mg Cap 220g Pan Size 91Dia | 150000
B14 | Model AP124X Analytical Internal calibration 0.1mg Cap 120g Pan Size 91Dia | 165000
B15 | Model AP324Y Analytical External calibration 0.1mg Cap 320g Pan Size 91Dia | 170000
B16 | Model AP224Y Analytical External calibration 0.1mg Cap 220g Pan Size 91Dia | 165000
B17 | Model AP124Y Analytical External calibration 0.1mg Cap 120g Pan Size 91Dia | 160000
| BALANCE ATY/AUW SERIES - SHIMADZU | GLOSIL
B18 | Model ATY224 Capacity 220gm Resolution 0.1mg PAN SIZE 90 DIA | 100000
B19 | Model AUW220D Semi Micro Internal Calibration 0.01mg/0.1mg 82g/220g Pan size Ø 80 | 245000
| BALANCE AT-R SERIES - NEW (Responsiveness and stability) - SHIMADZU | GLOSIL
Basic Model with Improved Convenience
B20 | Model ATX 324R Capacity 320gm Resolution 0.1mg PAN SIZE 90 DIA | 140000
B21 | Model ATX 224R Capacity 220gm Resolution 0.1mg PAN SIZE 90 DIA | 110000
B22 | Model ATX 124R Capacity 120gm Resolution 0.1mg PAN SIZE 90 DIA | 120000
B23 | Model ATX 84R Capacity 82gm Resolution 0.1mg PAN SIZE 90 DIA | 120000
B24 | Model ATY324R Capacity 320gm Resolution 0.1mg PAN SIZE 90 DIA | 125000
B25 | Model ATY224R Capacity 220gm Resolution 0.1mg PAN SIZE 90 DIA | 89000
B26 | Model ATY 124R Capacity 120gm Resolution 0.1mg PAN SIZE 90 DIA | 99000
B27 | Model ATY 64R Capacity 62gm Resolution 0.1mg PAN SIZE 90 DIA | 95000
| BALANCE UP SERIES UPX/UPY - SHIMADZU | GLOSIL
X Series with Internal Calibration Weights
B28 | Model UP223X Internal Calibration Capacity 220gm Resolution 1mg/0.001g PAN SIZE 108x105 mm | 105000
B29 | Model UP423X Internal Calibration Capacity 420gm Resolution 1mg/0.001g PAN SIZE 108x105 mm | 105000
B30 | Model UP623X Internal Calibration Capacity 620gm Resolution 1mg/0.001g PAN SIZE 108x105 mm | 110000
B31 | Model UP823X Internal Calibration Capacity 820gm Resolution 1mg/0.001g PAN SIZE 108x105 mm | 130000
B32 | Model UP1023X Internal Calibration Capacity 1020gm Resolution 1mg/0.001g PAN SIZE 108x105 mm | 150000
B33 | Model UP422X Internal Calibration Capacity 420gm Resolution 10mg/0.01g PAN SIZE 108x105 mm | 85000
B34 | Model UP822X Internal Calibration Capacity 820gm Resolution 10mg/0.01g PAN SIZE 108x105 mm | 95000
B35 | Model UP2202X Internal Calibration Capacity 2200gm Resolution 10mg/0.01g PAN SIZE 170x180 mm | 105000
B36 | Model UP4202X Internal Calibration Capacity 4200gm Resolution 10mg/0.01g PAN SIZE 170x1180 mm | 105000
B37 | Model UP6202X Internal Calibration Capacity 6200gm Resolution 10mg/0.01g PAN SIZE 170x180 mm | 110000
B38 | Model UP4201X Internal Calibration Capacity 4200gm Resolution 100mg/0.1g PAN SIZE 170x180 mm | 105000
B39 | Model UP8201X Internal Calibration Capacity 8200gm Resolution 100mg/0.1g PAN SIZE 170x180 mm | 115000
Y Series with External Calibration Weights
B40 | Model UP223Y External Calibration, Capacity 220gm, Resolution 1mg/0.001g, PAN SIZE 108x105 mm | 95000
B41 | Model UP423Y External Calibration, Capacity 420gm, Resolution 1mg/0.001g, PAN SIZE 108x105 mm | 95000
B42 | Model UP623Y External Calibration, Capacity 620gm, Resolution 1mg/0.001g, PAN SIZE 108x105 mm | 105000
B43 | Model UP823Y External Calibration, Capacity 820gm, Resolution 1mg/0.001g, PAN SIZE 108x105 mm | 125000
B44 | Model UP1023Y External Calibration Capacity 1020gm Resolution 1mg/0.001g PAN SIZE 108x105 mm | 140000
B45 | Model UP422Y External Calibration Capacity 420gm Resolution 10mg/0.01g PAN SIZE 108x105 mm | 75000
B46 | Model UP822Y External Calibration Capacity 820gm Resolution 10mg/0.01g PAN SIZE 108x105 mm | 85000
B47 | Model UP2202Y External Calibration Capacity 2200gm Resolution 10mg/0.01g PAN SIZE 170x180 mm | 90000
B48 | Model UP4202Y External Calibration Capacity 4200gm Resolution 10mg/0.01g PAN SIZE 170x180 mm | 95000
B49 | Model UP6202Y External Calibration Capacity 6200gm Resolution 10mg/0.01g PAN SIZE 170x180 mm | 105000
B50 | Model UP4201Y External Calibration Capacity 4200gm Resolution 100mg/0.1g PAN SIZE 170x180 mm | 90000
B51 | Model UP8201Y External Calibration Capacity 8200gm Resolution 100mg/0.1g PAN SIZE 170x180 mm | 100000
| BALANCE TW/TX/TXB SERIES - SHIMADZU | GLOSIL
Top-Loading Balances
| Model TW 223L Capacity 220gm Resolution 1mg/0.001g PAN SIZE Ø 110 | 91500
| Model TW 323L Capacity 320gm Resolution 1mg/0.001g PAN SIZE Ø 110 | 91500
B52 | Model TW 423L Capacity 420gm Resolution 1mg/0.001g PAN SIZE Ø 110 | 92000
| Model TX 2223L Capacity 220gm Resolution 1mg/0.001g PAN SIZE Ø 110 | 65000
| Model TX 323L Capacity 320gm Resolution 1mg/0.001g PAN SIZE Ø 110 | 65000
B53 | Model TX 423L Capacity 420gm Resolution 1mg/0.001g PAN SIZE Ø 110 | 79000
| Model TX 2202L Capacity 2.2kg Resolution 1mg/0.001g PAN SIZE Ø 110 | 58000
| Model TX 3202L Capacity 3.2kg Resolution 1mg/0.001g PAN SIZE Ø 110 | 58000
| Model TX 4202L Capacity 4.2kg Resolution 1mg/0.001g PAN SIZE Ø 110 | 70000
B54 | Model TXB622L Capacity 620gm Resolution 10mg/0.01g PAN SIZE Ø 110 | 52000
B55 | Model TXB6201L Capacity 6.2Kg Resolution 100mg/0.1g PAN SIZE Ø 160 | 53000
| Model TWC323L Carat Scale internal calibration Capacity 320ct Resolution 0.001ct PAN SIZE Ø 80 | POR
| Model TXC323L Carat Scale internal calibration Capacity 320ct Resolution 0.001ct PAN SIZE Ø 80 | POR
B56 | Model TXC623L Carat Scale Capacity 620ct Resolution 0.001ct PAN SIZE Ø 80 | POR
| BALANCE ELB/BL SERIES - SHIMADZU | GLOSIL
Portable Electronic Balances
B57 | Model ELB300 Capacity 300 gm Resolution 0.01g (10mg) PAN SIZE 110 DIA | 29000
B58 | Model ELB3000 Capacity 3KG Resolution 0.1g (100mg) PAN SIZE 170 x 130 DIA | 29000
B59 | Model ELB12KH Capacity 12KG Resolution 1g (1000mg) PAN SIZE 170 x 130 DIA | 29000
B60 | Model BL220H Capacity 220 gm Resolution 0.001g(1mg) PANSIZE 100X100 | 42750
B61 | Model BL2200H Capacity 2200 gm Resolution 0.01g(10mg) PANSIZE 160X124 | 42750
| BALANCE OPTIONAL ACCESSORIES - SHIMADZU | GLOSIL
Electronic Printer
B62 | Model EP-100 Printer with AC Adaptor | 70000
B63 | Model EP-110 Printer with AC Adaptor | 60000
B64 | Model STABLO-AP Ionizer-Speed AC Discharge for Static Electricity Removal | 90000
B65 | Model ANM USP100 Printer (Equivalent to Shimadzu EP-110 printer) | 35000
B66 | Universal Density kit | 35000
* Shimadzu Balances Warranty - 1 year * IQ OQ PQ Doumnets charges extra
| BALANCE NEW ECONOMICAL SERIES - SAFFRON ( Analytical, Laboratory, Pharma, Chemicals, Precision, Insititution) | GLOSIL
EMFC Based fully Auto Internal Calibration Analytical Balance
High grade chemicals resistance Metallic housing
B67 | Model SES224 Capacity 220g, Resolution 0.0001g, Pan Size 90mmØ,LCD Display, Auto internal calibration | 44500
B68 | Model SES324 Capacity 320g, Resolution 0.0001g, Pan Size 90mmØ,LCD Display, Auto internal calibration | 60000
B69 | Model SES620C Capacity 620g, Resolution 0.001g, Pan Size 120mmØ,LCD Display,Auto internal calibration | 45300
B70 | Model SES1020C Capacity 1020g, Resolution 0.001g, Pan Size 120mmØ,LCD Display,Auto internal calibration | 63300
Advanced Cutting edge Brillient Technology
Competent products with High Quality Brand
EMFC- MONOLOG SINGLE BLOCK TECHNOLOGY (Analytical, Laboratory,Pharma,Chemicals,Precision, Institution, Gems-Jewelry)
B71 | Model SES323S Capacity 320g, Resolution 0.001g, Pan Size 120mmØ,LCD Display,Auto External calibration | 24500
B72 | Model SES2202 Capacity 2200g, Resolution 0.01g, Pan Size 150mmØ,LCD Display,Auto External calibration | 25500
B73 | Model SES2202* Capacity 2200g, Resolution 0.01g, Pan Size 160x160mm,LCD Display,Auto External calibration | 27350
| BALANCE LOAD CELL BASE TECHNOLOGY ANALYTICAL LAB - SAFFRON | GLOSIL
B74 | Model SES200 (LCD) Capacity 200g, Resolution 0.001g, Pan Size 80mmØ,LCD Display, External calibration | 9500
B75 | Model SES300 (LCD) Capacity 300g, Resolution 0.001g, Pan Size 80mmØ,LCD Display, External calibration | 10750
B76 | Model SES400 (LCD) Capacity 400g, Resolution 0.001g, Pan Size 80mmØ,LCD Display, External calibration | 12500
B77 | Model SES500 (LCD) Capacity 500g, Resolution 0.001g, Pan Size 80mmØ,LCD Display, External calibration | 15000
B78 | Model SES605 (LCD) Capacity 600g, Resolution 0.005g, Pan Size 120mmØ,LCD Display, External calibration | 9500
B79 | Model SES1005 (LCD) Capacity 1000g, Resolution 0.005g, Pan Size 120mmØ,LCD Display, External calibration | 9750
B80 | Model SES602 (LCD) Capacity 600g, Resolution 0.01g, Pan Size 120mmØ,LCD Display, External calibration | 7800
B81 | Model SES1202 (LCD) Capacity 1200g, Resolution 0.01g, Pan Size 120mmØ,LCD Display, External calibration | 9500
B82 | Model SES1502 (LCD) Capacity 1500g, Resolution 0.01g, Pan Size 120mmØ,LCD Display, External calibration | 11750
B83 | Model SES2002 (LCD) Capacity 2000g, Resolution 0.01g, Pan Size 120mmØ,LCD Display, External calibration | 13300
B84 | Model SES3002 (LCD) Capacity 3000g, Resolution 0.01g, Pan Size 170X170mm,LCD Display, External calibration | 17950
B85 | Model SES5002 (LCD) Capacity 5000g, Resolution 0.01g, Pan Size 170X170mm,LCD Display, External calibration | 26250
B86 | Model SES6002 (LCD) Capacity 6000g, Resolution 0.01g, Pan Size 170X170mm,LCD Display, External calibration | 30500
B87 | Model SES6001 (LCD) Capacity 6000g, Resolution 0.1g, Pan Size 170X170mm,LCD Display, External calibration | 16500
B88 | Model SES14 (LCD) Capacity 10g, Resolution 0.0001g, Pan Size 45mmØ,LCD Display, External calibration | 21250
| Model SES24 (LCD) Capacity 20g, Resolution 0.0001g, Pan Size 45mmØ,LCD Display, External calibration | 24250
| BALANCE LOAD CELL BASE PRECISION SCALE - SAFFRON | GLOSIL
External Calibration
B89 | Model SES202S (LED) Capacity 200g, Resolution 0.01g, Pan Size 120mmØ, Red LED Display | 4500
| Model SES302S (LED) Capacity 300g, Resolution 0.01g, Pan Size 120mmØ, Red LED Display | 6250
| Model SES602S (LED) Capacity 600g, Resolution 0.01g, Pan Size 120mmØ, Red LED Display | 6250
| Model SES1202S (LED) Capacity 1200g, Resolution 0.01g, Pan Size 120mmØ, Red LED Display | 7800
B90 | Model SES302 (LED) Capacity 300g, Resolution 0.01g, Pan Size 120mmØ, Green LED Display | 7000
B91 | Model SES602 (LED) Capacity 600g, Resolution 0.01g, Pan Size 120mmØ, Green LED Display | 7000
B92 | Model SES1202 (LED) Capacity 1200g, Resolution 0.01g, Pan Size 120mmØ, Green LED Display | 8500
B93 | Model SES605 (LED)Capacity 600g, Resolution 0.005g, Pan Size 120mmØ, Green LED Display | 7800
B94 | Model SES1005 (LED) Capacity 1000g, Resolution 0.005g, Pan Size 120mmØ, Green LED Display | 9500
B95 | Model SES1502 (LED) Capacity 1500g, Resolution 0.01g, Pan Size 120mmØ, Green LED Display | 9000
B96 | Model SES2002 (LED) Capacity 2000g, Resolution 0.01g, Pan Size 120mmØ, Green LED Display | 11750
Complete wash down SS 304 Table Top,Bench scale for Pharmaceutical & Chemistry Industry
B97 | Model SES6THSS Capacity 6Kg, Resolution 0.1g, Pan Size 250x250mm, LCD/LED Display | 17950
B98 | Model SES10THSS Capacity 10Kg, Resolution 0.1g, Pan Size 250x250mm, LCD/LED Display | 19500
B99 | Model SES20THSS Capacity 20Kg, Resolution 0.1g, Pan Size 250x250mm, LCD/LED Display | 22750
B100 | Model SES30THSS Capacity 30Kg, Resolution 0.1g, Pan Size 250x250mm, LCD/LED Display | 27300
B101 | Model SES50THSS Capacity 50Kg, Resolution 1g, Pan Size 300x300mm, LCD/LED Display | 24250
| BALANCE EMFC 5 DIGIT SEMI MICRO - SAFFRON (Analytical, Laboratory, Pharma, Chemicals, Precision, Insititution) | GLOSIL
B102 | Model SES45 Capacity 40g, Resolution 0.01mg, Pan Size 90mmØ,LCD Display, Auto internal calibration | 138500
B103 | Model SES65 Capacity 60g, Resolution 0.01mg, Pan Size 90mmØ,LCD Display, Auto internal calibration | 141500
B104 | Model SES165 Capacity 60/100g, Resolution 0.01/0.1mg, Pan Size 90mmØ,LCD Display, Auto internal calibration | 141500
B105 | Model SES265 Capacity 60/220g, Resolution 0.01/0.1mg, Pan Size 90mmØ,LCD Display, Auto internal calibration | 141500
B106 | Model SES285 Capacity 80/220g, Resolution 0.01/0.1mg, Pan Size 90mmØ,LCD Display, Auto internal calibration | 154000
EMFC- MONOLOG SINGLE BLOCK TECHNOLOGY (Analytical, Laboratory,Pharma,Chemicals,Precision, Institution, Gems-Jewelry) Auto External calibration
B107 | Model SES204 Capacity 220g, Resolution 0.0001g, Pan Size 90mmØ,LCD Display | 54000
B108 | Model SES220C Capacity 220g, Resolution 0.0001g, Pan Size 90mmØ,LCD Display | 66500
B109 | Model SES603 Capacity 120g, Resolution 0.0002g, Pan Size 90mmØ,LCD Display | 47750
B110 | Model SES323 Capacity 320g, Resolution 0.001g, Pan Size 120mmØ,LCD Display | 33750
B111 | Model SES523 Capacity 520g, Resolution 0.001g, Pan Size 120mmØ,LCD Display | 42200
B112 | Model SES623 Capacity 620g, Resolution 0.001g, Pan Size 120mmØ,LCD Display | 47750
B113 | Model SES3202 Capacity 3200g, Resolution 0.01g, Pan Size 220X220mm,LCD Display | 38300
B114 | Model SES4202 Capacity 4200g, Resolution 0.01g, Pan Size 220X220mm,LCD Display | 42200
B115 | Model SES6202 Capacity 6200g, Resolution 0.01g, Pan Size 220X220mm,LCD Display | 63300
| BALANCE TABLE TOP SCALE LOAD CELL TECHNOLOGY DP MOQ5 - SAFFRON | GLOSIL
B116 | Model SES6TH Capacity 6Kg, Resolution 0.1g, Pan Size 240x290, LED Display, External calibration | 8600
B117 | Model SES10TH Capacity 10Kg, Resolution 0.1g, Pan Size 240x290, LED Display, External calibration | 11000
B118 | Model SES3T Capacity 3Kg, Resolution 0.1g, Pan Size 170x220, LED Display, External calibration | 4000
B119 | Model SES6T Capacity 6Kg, Resolution 0.5g, Pan Size 240x290, LED Display, External calibration | 4000
B120 | Model SES10T Capacity 10Kg, Resolution 0.5g, Pan Size 240x290, LED Display, External calibration | 4000
B121 | Model SES20T Capacity 20Kg, Resolution 1g, Pan Size 240x290, LED Display, External calibration | 4000
B122 | Model SES30T Capacity 30Kg, Resolution 1g, Pan Size 240x290, LED Display, External calibration | 4000
| BALANCE OIML - STANDARD WEIGHT BOX & INDIVIDUAL WEIGHTS - SAFFRON | GLOSIL
F1 Class
B123 | Weight Box F1 Class 12 Pcs Set Weight 1 mg to 500 mg SS304 | 7000
B124 | NABL Charges for the above F1 Class weight box 1 mg to 500 mg | 2350
B125 | Weight Box F1 Class 23 Pcs Set Weight 1 mg to 200 g SS304 | 13300
B126 | NABL Charges for the above F1 Class weight box 1 mg to 200 g | 3950
| BREATH ALCOHOL DETECTOR [Not serviceable] ( Battery Operated) | GLOSIL
B127 | Model AT 6000 Breath Alcohol meter China | 1500
BLOOD LANCETS
| Blood Lancet Biocon China (Pkt. Of 200 No's) | 200
| BLOOD CELL COUNTER - LABOHOLIC | GLOSIL
B129 | LH-21 Differential Blood Cell Counter, a microcontroller based system for quick differential counts, has facility to count 8 types of cell and audible deep facility, 16 digit alphanumeric LCD Display shows percentage (%) calculations, individual cell count with built-in stop watch and timer functions. | 5000
| BLOOD ROLLER MIXER - LABOHOLIC | GLOSIL
B130 | LH-43 Blood Roller Mixer to make blood homogeneous with 4 rollers 230mmlong. | 3800
| BLOOD CELL COUNTER | GLOSIL
B131 | Blood cell counters with 5 keys and one totalizer with bell | 850
B132 | Blood cell counters with 8 keys and one totalizer with bell | 1200
B133 | Blood cell counter Digital Economy Model with 8 keys & totalizer china make | 2500
| BOTTLE TOP DISPENSER FULLY AUTOCLAVABLE - SCITUS Microlit (New Model) | GLOSIL
B134 | SCI-2.5 Range 0.25 - 2.5 ml Microlit | 10580
B135 | SCI-5 Range 0.5 - 5 ml Microlit | 10580
B136 | SCI-10 Range 1-10 ml Microlit | 10580
B137 | SCI-30 Range 2.5 - 30 ml Microlit | 15820
B138 | SCI-60 Range 5- 60 ml Microlit | 15820
B139 | SCI-100 Range 10- 100 ml Microlit | 19050
BOTTLE TOP DISPENSER WITH RE-CIRCULATION VALVE - BEATUS Microlit (New Model)
| BEAT-2.5 Range 0.25 - 2.5 ml Microlit | 14290
| BEAT-5 Range 0.5 - 5 ml Microlit | 14290
| BEAT-10 Range 1 -10 ml Microlit | 14290
| BEAT-30 Range 2.5 - 30 ml Microlit | 21370
| BEAT-60 Range 5 - 60 ml Microlit | 21370
| BEAT-100 Range 10 - 100 ml Microlit | 25750
| BOTTLE DISPENSER - TOP TECH | GLOSIL
B140 | Bottle Top Dispenser 0-5 ml | 2750
B141 | Bottle Top Dispenser 2-10 ml | 2750
| BUFFER PH SOLUTIONS - EUTECH | GLOSIL
Buffer Solutions 480 ml Bottle Calibrated with Certificate of analysis from EUTECH
B142 | pH Buffer Solution 1.68pH | 1750
B143 | pH Buffer Solution 4.01pH | 1750
B144 | pH Buffer Solution 6.86pH | 1750
B145 | pH Buffer Solution 7pH | 1750
B146 | pH Buffer Solution 9pH | 1750
B147 | pH Buffer Solution 9.18pH | 1750
B148 | pH Buffer Solution 10.01pH | 1750
B149 | pH Buffer Solution 12.45pH | 1750
| BUFFER TDS SOLUTIONS - EUTECH | GLOSIL
Buffer Solutions 480 ml Bottle Calibrated with Certificate of analysis from EUTECH
B150 | TDS Buffer Solution 50ppm | 1850
B151 | TDS Buffer Solution 300ppm | 1850
B152 | TDS Buffer Solution 1000ppm | 1850
B153 | TDS Buffer Solution 3000ppm | 1850
B154 | TDS Buffer Solution 5ppt (5000ppm) | 2600
B155 | TDS Buffer Solution 25ppt (25000ppm) | 2600
B156 | TDS Buffer Solution 45ppt (45000ppm) | 2600
| BUFFER CONDUCTIVITY SOLUTIONS - EUTECH | GLOSIL
Buffer Solutions 480 ml Bottle Calibrated with Certificate of analysis from EUTECH
B157 | Conductivity Buffer Solution 84 µs | 1850
B158 | Conductivity Buffer Solution 100 µs | 1850
| Conductivity Buffer Solution 500 µs | 1850
B159 | Conductivity Buffer Solution 1413µs | 1850
B160 | Conductivity Buffer Solution 2764µs | 1850
B161 | Conductivity Buffer Solution 5 ms | 1850
B162 | Conductivity Buffer Solution 12880 µs | 1975
B163 | Conductivity Buffer Solution 111.8 ms | 1975
| BUFFER ELECTRODE STORAGE SOLUTION - EUTECH / HM | GLOSIL
Buffer Solutions 480 ml Bottle Calibrated with Certificate of analysis from EUTECH
B164 | ELECTRODE STORAGE SOLUTION EUTECH 480ML ECRE005 | 7200
B165 | PH-PSTOR(20ml) 20 packets of 20 ml potassium chloride (KCl) storage solution | 320
B166 | PH-PSTOR(60ml) pH Electrode Storage Solution 60 ml | 950
| BUFFER - HM | GLOSIL
B167 | ASP-20 20 pack assorted solutions [ 5X 20 ml (pH 4, pH 7), 5 x 20 ml (pH Storage & EC/TDS Calibration Solution)] | 6000
B168 | PH-4/7/10 (20ml) Buffer Solution | 320
| BUFFER ORP SOLUTION - EUTECH | GLOSIL
Buffer Solutions 480 ml Bottle Calibrated with Certificate of analysis from EUTECH
B169 | Buffer Solutions for ORP 86 mv | 4100
B170 | Buffer Solutions for ORP 263mv | 4100
B171 | Buffer Solutions for ORP 475mv | 4100
| BULK DENSITY APPARATUS | REFER "P"
| BIO NANO SPECTROPHOTOMETER - LABOHOLIC | REFER "S"
| BIO CHEMISTRY ANALYSER - LABOHOLIC | GLOSIL
B174 | LH-1201 Auto Bio Chemistry Analyser For End Point, Kinetic, Fix Point, Multi Standard and coagulation tests, Quartz flowcell system, Built in Thermal printer with graphics capability, Upto 250test items, 240 x 128 LCD display, Paltrier Controlled thermostat, open reagent system, user friendly. (Imported) | 122000
B175 | LH-1202 Semi Automatic Bio Chemistry Analyser, Real time coloured graph and absorbance, Windows Embedded compact 7, 4.3 inch true color touchscreen, 300 programmable test, 1000 Result storage with editable patient information, universal power supply, End point with standard/factor, Two point kinetics, Multi standard upto 8 standards, biochromatic, dual wavelength, absorbance, photometric analysis with interference filter, aborbance range 0.0000-3.0000 (Linearity:+/-1%, Repeatability: 0.002, Resolution: 0.0001), Spectral range selection: Automatic via Filter wheel, Light source: 6V 10 W Long life tungsten Halogen lamp, Detector: Photodiode. | 105000
| BIO SAFETY CABINETS - GLOVISION | GLOSIL
Class II Type A2 Biohazard Safety Cabinet provides personnel, product & environment protection. Class II Cabinets differ in the proportion as 70% air recalculated with in the cabinet through high efficiency particulate air (HEPA) filtration. Velocity of airflow to the work zone creates an ultra – clean environment for product protection, where the remaining exhaust air is discharged out. Air barrier at the work opening and the contaminated air plenum is under positive pressure. An air barrier between the operator and the work zone is maintained by airflow of room air through a full width grille in the work opening. The barrier air mixes with the laminar flow air in a sump underneath the work surface, and is exhausted to the outside environment through a HEPA filter.
| GVBS-900 BIO SAFETY CABINET CLASS II A2 working size 3 x 2 x 2 IS 304 STAINLESS STEEL – SATIN FINSHED | 171250

## C
C
| CONDUCTIVITY METER PEN TYPE -EUTECH/ HANNA / ACETEQ / HM | GLOSIL
C1 | Model ECOEC TEST LOW Range 0-1999µs, NO TEMP.Display, Resolution 10µs/cm, Sensor Pin | 6750
C2 | Model ECOEC TEST HIGH Range 0-19.9MS, NO TEMP.Display, Resolution 0.1ms/cm, Sensor Pin | 6750
C3 | Model EC TEST 11 Range 0-2000/µs & 0-20MS/cm, TEMP.Display Yes, Resolution 10µs/0.1ms, Sensor Pin | 10440
C4 | Model EC TEST 11 PLS Range 200,2000µs/cm,20MS/cm, TEMP.Display YES, Resolution 0.1µs/1µs/0.01ms, Sensor Cup | 16200
C5 | NEW CTS EXPERT / Cond / TDS / Salinity / TEMP. | 9000
C6 | Conductivity Meter Dist 3 Range 0-1990µs, Resolution 1µs, Temp.BOLD Display HI98303 New | 5690
C7 | Conductivity Meter Dist 4 Range 0.01ms TO 19.99ms, Resolution .01ms, Temp.BOLD Display HI98304 New | 5690
C8 | Aceteq Conductivity Meter Dist 3 Range 0-1990µs, Resolution 1µs, Temp.BOLD Display AQ98303P New | 1650
C9 | Aceteq Conductivity Meter Dist 4 Range 0.01ms TO 19.99ms,Resolution .01ms,Temp.BOLD Display AQ98304P New | 1650
C10 | AP 2 Conductivity Meter Range 0- 9999 µs, Resolution 1µs, TEMP.Small Display | 750
C11 | COM80 Model COND /TDS HM Model Range 9990 uS/5000ppm, Resolution 10µs/10ppm, TEMP.BOLD Display | 1550
| CONDUCTIVITY METER PORTABLE - EUTECH | GLOSIL
C12 | Model CON603PLUSK Parameter Conductivity Range 0 to /200MS/cm, Powered by battery IP54 | 38700
C13 | Model CONWP15003K Parameter Cond / TDS Range 0-200ms/200ppt, Memory 150 Powered by Main/Battery | 47700
C14 | Model CONWP45003k Parameter Cond/TDS/Salinity, Range 200ms/200ppt/50ppt, Memory 500 Powered by Main/Battery | 72000
C15 | Model CONWP61043K Parameter Cond/TDS/Res/Sal, Range 0 to 500MS/cm 500ppt, Memory 500 Powered by Main/Battery IP 67 | POR
| CONDUCTIVITY METER PORTABLE - LABOHOLIC | GLOSIL
C16 | LH-17 Portable Conductivity Meter 3 1/2 digit LCD display, battery operated, ABS Plastic body. | 4300
| CONDUCTIVITY METER BENCH MODEL - EUTECH | GLOSIL
C17 | Model ECCON70043S Conductivity/ATC Probe CONSEN9501D ,K=1.0, Integral Electrode Holder & 100/240 VAC Adapter Cond/TDS, Range 0 to 200ms/cm:0 to 100 ppt, Powered by Main | 63000
C18 | Model ECCON270043S With 4-Cell Conductivity Probe CONSEN9201D K=0.530, Integral Electrode Holder & 100/240 VAC Adapter, RS232 cableParameter Cond/TDS/Salinity/Restivity and Tepm.Range 0 to 500ms/cm 0 to 500ppt; 0 to 80 ppt,o to 200mohms | 100000
C19 | ANTECH AN 270 Printer Suitable for ECCON270043S model . | 36000
| CONDUCTIVITY METER TABLE MODEL - LABOHOLIC | GLOSIL
C20 | LH-5100 Trutouch Conductivity Meter, 5 Inch touch screen with high resolution and sensitivity, Combined and Separate measurement facility cond. TDS. Sal. and temp., 6 auto ranges, Auto sensor check facility, 5 point calibration facility 1 for each range( EC-0-20 , 0-200Sµs, 0-2ms,0-20ms,0-200ms, TDS - 0-20, 0-200ppm, 0-20,0-200ppt, Salinity- 0-20,0-200ppm, 0-0,2-20,0-5ppt), Meets GLP norms, Password protected data and login facility, PC attachment through USB.,1000 data storing facility with file name. NEW ADDITION | 31000
| EPSON LX-310 Printer Suitable for Trutouch Conductivity Meter(LH-5100) & Trutouch pH Meter(LH-5001) | 15500
C21 | LH-16 Auto Digital Conductivity Meter (AUTO RANGING) 3.5 digit LED display with facility for temperature compensation and digital cell constant adjustment along with conductivity cell & other accessories. | 6000
C22 | LH-26 Deluxe Conductivity Meter 3.5 digit LED display with facility for automatic temp. Compensation & digital cell constant adjustment along with cond. cell & temperature probe | 6500
| COND/PH/TDS MULTIPARAMETERS:- COMBO METERS PEN TYPE - EUTECH / HM | GLOSIL
C23 | CTS EXPERT Eutech COND/ TDS / SALINITY / TEMP. Combo meter | 9450
C24 | PCTESTr35 Parameters Ph/Cond/Temp, Range 0.0 to 14.0 Ph/0 to 1999 µS/cm/2.00 to 20.00MS, Resolution 0.1 Ph/1 µS/cm/0.01 mS/cm, Accuracy ±0.1pH /±1µS, Large Display with temp | 17100
C25 | PTTESTr35 Parameters Ph/TDS/Temp, Range 0.0 to 14.0Ph/0 to 999 ppm/1 to 10.00ppt, Resolution 0.1 Ph/1 ppm/0.01 ppt, Accuracy ±0.1 pH/ ±1ppm, Large Display with temp IP 67 wp | 17100
C26 | PCSTESTr35 Parameters Ph/Cond/TDS/Salinity/Temp, Range 0.00 to 14.00Ph/0.0 to 20ms/0-10.00 ppt/ 0 to 50 c, Resolution 0.01Ph/1 µS/cm/0.01µS/cm/ 0.1ppm/1 ppm, Accuracy ±0.1pH /±0.1µS/±0.1ppm, Large Screen Display with temp | 22500
C27 | COM80 Model COND /TDS HM Model, Range 9990 uS/5000ppm, Resolution 10µs/10ppm, TEMP.BOLD Display | 1550
C28 | COM-100 Waterproof Professional Series EC/TDS Meter, measures EC, TDS, Salinity & Temperature, wit ATC , Replaceable Sensor | 3800
C29 | COM-360 pH/EC/TDS Meter. pH Range: 0.0 – 14.0, pH EC Range: 0 - 9990 μS; 0 - 9.99 mS, TDS Range: 0 - 8560 ppm (mg/L); 0.5 (NaCl) scale; 0.7 (442) scale, 0 - 5000 ppm (mg/L), Temperature Range: 0.1 - 50°C | 9950
| COND/TDS/PH MULTIPARAMETER TESTER PORTABLE - EUTECH / HM | GLOSIL
C30 | ECPCWP45004k Parameters ph/cond/TDS, Range -2.00 to 16.00/200ms/200ppt, ORP YES, POWER main/BT | POR
C31 | ECPDWP45004K ph/DO Range -2.00 to 16.00/20ppm, ORP YES, POWER main/BT | POR
C32 | ECPCDWP65044K pH/ION/ORP/Cond/Sal/TDS/DO/Res, Range -2.00 to 20.00/0.00-19900/(+/- 2000mv) 0-500ms/0-80 ppt/2-20Mohm/0-500ppt/90ppm, Power battery/9V DC | POR
C33 | HM-200 Portable pH/EC/TDS/Temp Monitor | 18100
C34 | HM-500 HydroMaster: EC/TDS, pH, Temp Continuous Monitor Range: pH: 0.00 – 14.00 pH,Temp. 0.0 – 80.0 °C,TDS: 0 – 9999 ppm / 0 – 10.00 ppt,EC: 0 – 9999 µS / 0 – 20.00 mS | 22000
| COND/TDS/PH/SALINITY MULTIPARAMETER BENCH MODEL - EUTECH | GLOSIL
C35 | ECPC70043S Parameters PH/Mv/Cond/ TDS with Feet/Glass Electrode Dual Display | 85500
C36 | ECPC270043S PH/Mv/Ion/Cond/TDS/Resist/Salinity with Cond cell/ph, Glass Electrode, Dual Display Memory 500 / RS232 | POR
| CONDUCTIVITY/TDS/SAL/PH/TEMP MULTIPARAMETER TABLE MODEL - LABOHOLIC | GLOSIL
C37 | LH-51 Microprocessor Conductivity/TDS/Salinity/Temp. Meter (Graphical Display) a research grade instrument with 128 x 64 Large Graphical LCD display having automatic calibration, automatic range selection, automatic Temperature compensation, selectable reference temp, fluid resistant housing & rotational electrode stand along with accessories. Data Storage fealty up to 1000 samples, complete with cell. temperature probe, rotational electrode stand, dust cover& instructions manual, computer interlace through USB | 13000
C38 | LH-53 Microprocessor pH/Conductivity/TDS/Salinity/Temp. Meter a research grade instrument with 16 x 2 Large LCD display having automatic calibration, automatic range selection, automatic Temperature compensation, selectable reference temp, fluid resistant housing & rotational electrode stand along with accessories. Data Storage fealty up to 1000 samples, complete with cell. temperature probe, rotational electrode stand, dust cover & instructions manual, computer interlace through USB NEW | 17000
C39 | LH-23 Digital Ph, Conductivity and Temperature Meter for measurement of pH. Conductivity & temp., 3.5 digit LED display supplied with pH combination electrode, conductivity cell and temp.probe | 7250
C40 | LH-25 Digital TDS/Conductivity Meter Digital Conductivity Cum TDS meter 3.5 digit LED display with facility for temp. compensation & digital cell constant adjustment along with conductivity cell | 6500
| CONDUCTIVITY / TDS CELL SPARE | GLOSIL
C41 | CD-06 TDS/COND Cell at Cell constant K=1.00(appx.) Unbreakable | 1250
C42 | CD-06 TDS/COND Cell at Cell constant K=1.00(appx.) with BNC connector | 1250
C43 | CD-06 TDS/COND Cell at Cell constant K=5.00(appx.) | 1250
C44 | CD-04 TDS/COND Cell at Cell constant K=0.50(appx.) | 2250
C45 | CD-08 TDS/COND Cell at Cell constant K=0.10(appx.) | 3225
C46 | Laboholic swing arm stand with good base at best rate | 750
C47 | Eutech calibration Buffer for TDS / Conductivity of 50 ppm / 100ppm/ 300ppm/ 1000ppm/ 3000ppm/84us / 100us / 1413us/2467us/ 480ml pack with certificate | 1750
C48 | Eutech Calibration Buffer Solutions Salinity 5ppt, 25ppt , 45 ppt (Any one) 480 ml EUTECH | 2500
C49 | Eutech calibration Buffer for conductivity/ TDS 12.88ms/111.8ms available in 480ml pack certificate | 2200
C50 | Cond.cell CONSEN 91W 2SS rings with ATC, Cell constant K=1.0, 6 pin connector,1M cable for CON 510 / 150/ 450 | 25200
C51 | Cond Cell CONSEN91B Suitable FOR SALT 6+ / Con 6+ / TDS 6+ | 25200
C52 | Cond Cell CONSEN9501D COND / ATC Electrode K=1.0 Suitable for Con700 Models | 27000
C53 | Cond Cell CONSEN9201D 4-Cell Conductivity/ATC Electrode K=0.530, Graphite Sensor, Epoxy-Body (2700 series) | 54000
| 93X546101 2-Cell Conductivity/ATC Electrode, 0.1 cell constant, SS Sensor, Epoxy-Body (700 & 2700 series) | 34200
| COLONY COUNTER - LABOHOLIC | GLOSIL
C54 | LH-36 Digital Colony Counter 3 digit LED display Range 0-999 with 125 memory, hold and count correction facility. Data restored even after powerfailure. | 4300
C55 | LH-37 Digital ColonyCounter4 digit LED display Range 0-9999. With 125 memory, hold and count correction faciIity. Data restored even after powerfailure | 4600
| LH-376 Digital Colony Counter 6 digit LED display Range 0-999 with 125 memory, hold and count correction facility. Data restored even after powerfailure. | 7500
| COLORIMETER - LABOHOLIC | GLOSIL
C56 | LH-116 Digital Fully Automatic Colorimeter 9 digital filters with facility for automatic zero setting with finger touch, digital wavelength selection. mode % T & OD inbuilt 6V Ni-Cd Re-Chargeable Battery. lml. solution measurement, Range400 to 700 nm, highly accurate &compact. | 5800
C57 | LH-111 Microprocessor Photo Colorimeter 8 fitters with facility for direct measurement of results in cone., %T& O.D. Memory for Storage of 3 standards to avoid frequent use of standards. Automatic zero setting facility. lml. solution measurement. | 6800
C58 | LH-114 Auto Photo Colorimeter 8 filters with facility for automatic zero setting with finger touch, 2.5 digit LED display, Range 400to 700nm, highly accurate & compact. | 6100
C59 | LH-112 Deluxe Photo Colorimeter 8 filters mains cum battery operated with inbuilt rechargeable battery. 2.5 digit LED display, Range 400 to 700nm, highly accurate & compact. | 6100
C60 | LH-12 Digital Photo Colorimeter 8 filters mains operated with optical density 2.5 digit LED display. Range 400 to 700 nm. lml solution measurement. | 5600
| COLORIMETER VISUAL - LABOHOLIC | GLOSIL
C61 | LH-790 Visual Colorimeter Measuring principle visual in terms of international colour scale units, measuring range 0.1-79.9 Red, 0.1 - 79.9 Yellow,0.1- 49.9 Blue, 0.1 -3.9 Neutral, Resolution 0.1 colour scale unit, Light source Incandescent lamp, path length upto 180mm. | 120000
| COAGULATION ANALYZER - LABOHOLIC | GLOSIL
C62 | LH-1232 Coagulation Analyzer, 5 inch LCD Touch screen, 4 Testing channels, 24 Cuvette incubation positions, 6 Reagent incubation positions, Wavelength LED 470nm, Sample Type Plasma, 10,000 results storage memory, Sample volume 20-40ul, Reagent volume 20-40ul,Electonic pipette 20-200ul, Incubation Temp. 37.0± 1.0°C NEW ADDITION | 158000
| CENTRIFUGE - GLOVISION | GLOSIL
C63 | GV-DOCTOR CENTRIFUGE Glovision Doctor Centrifuge 8 x 15 ml Metal body Head ABS | 3000
| GV-Centrifuge 4 bucket x 15 ml capacity Glovison Swing out head metal Body 3000 RPM | 4250
| CENTRIFUGE MINI / MICRO - REMI | GLOSIL
C64 | RM-02 PLUS Remi Mini Plus Centrifuge 6000 RPM With Speed Indicator, Capacity 8 x 1.5 ml | 10000
C65 | RM-03 PLUS Remi Micro Centrifuge 15000 RPM LCD Display with 12x1.5ml /2 ml and PCR strip Rotor (2 x 8 x 0.2 ) ml | 53000
| CENTRIFUGE MEDICO PLUS - REMI | GLOSIL
C66 | Medico Plus Medico Centrifuge max.speed 4000 rpm with brushless induction motor, frequency drive, LED display of speed and time, safety lid lock, imbalance detector, dynamic brake supplied without rotors and accessories | 25000
C67 | SM 8-15 Swing out rotor suitable for 8 tubes of 15ml (supplied with glass tubes) | 4500
C68 | SM 4-50 Swing out rotor suitable for 4 tubes of 50ml (supplied with glass tubes) | 4000
C69 | AM 36-5 Angle rotor suitable for 36 Vaccutainer tubes of 5ml (12.5mm x 81mm) without tubes | 4500
C70 | AM 20-5 Angle rotor suitable for 20 Vaccutainer tubes of 5ml (12.5mm x 106mm) without tubes | 4200
C71 | AM 18-10 Angle rotor suitable for 18 Vaccutainer tubes of 10ml (15.5mm x 106mm) without tubes | 4200
C72 | AM 12-15 Angle rotor suitable for 12 tubes of 15ml (supplied with glass tubes) | 4200
C73 | AM 6-50 Angle rotor suitable for 6 tubes of 50ml (supplied with plastic tubes) | 5200
| CENTRIFUGE - REMI | GLOSIL
C74 | C-852 Medical Centrifuge Buckets 4 Capacity 15ml RPM 3500 NO Display | 6400
C75 | C-854/4 Clinical Centrifuge Bucket 4 Capacity 15ml RPM 3500 NO Display | 7400
C76 | C-854/6 Clinical Centrifuge Bucket 6 Capacity 15ml RPM 3500 NO Display | 8200
C77 | C-854/8 Clinical Centrifuge Bucket 8 Capacity 15ml RPM 3500 NO Display | 10400
C78 | R-303 Doctors Centrifuge Bucket 8 Capacity 15ml RPM 3800 NO Display | 8400
C79 | R-304 Doctors Centrifuge Bucket 24 Capacity 5ml RPM 7000 NO Display | 13000
C80 | R-4C W/Timer Centrifuge Without Head RPM 4400 WITH Display | 24000
C81 | Head R-41 Spare Bucket 8 (SWING) Capacity 15ml RPM 3500, Suitable for R-4C | 4000
C82 | Head R-42 Spare Bucket 4 (SWING) Capacity 50ml RPM 3500 Suitable for R-4C | 5000
C83 | Head R-43 Spare Bucket 8 (ANGLE) Capacity 15ml RPM 4400 Suitable for R-4C | 4000
C84 | Head R-44 Spare Bucket 4 (ANGLE) Capacity 50ml RPM 4200 Suitable for R-4C | 5000
C85 | R-8C Centrifuge Without Head RPM 5250 WITH Display | 29000
C86 | R8C BL Centrifuge Without Head RPM 6000 WITH Display | 68000
C87 | Head R-81 Spare Bucket 16 (swing) Capacity 15ml RPM 4000 Suitable for R-8C | 7400
C88 | Head R-81A Spare Bucket 12(swing) Capacity 15ml RPM 4000 Suitable for R-8C | 6600
C89 | Head R-81B Spare Bucket 8(swing) Capacity 15ml RPM 4200 Suitable for R-8C | 4000
C90 | Head R-82 Spare Bucket 6 (swing) Capacity 50ml Suitable for R-8C | 6800
C91 | Head R-82A Spare Bucket 4 (swing) Capacity 50ml RPM 4000 Suitable for R-8C | 5000
C92 | Head R-83 Spare Bucket 16 (Angle) Capacity 15ml Suitable for R-8C | 6600
C93 | Head R-83A Spare Bucket 12 (Angle) Capacity 15ml RPM 5250 Suitable for R-8C | 5200
C94 | Head R-83B Spare Bucket 8 (Angle) Capacity 15ml with polypropylene tubes suitable for R-8C | 4200
C95 | Head R-84 Spare Bucket 6 (Angle) Capacity 50ml with polypropylene tubes Suitable for R-8C | 4200
C96 | Head R-84A Spare Bucket 4 (Angle) Capacity 50ml RPM 5250 Suitable for R-8C | 4200
C97 | Head R-88 Spare Angle Head4 x 100 ml with Polypropylene tube For R-8C BL | 9500
C98 | Head R-89 Spare Angle Head24 x 15 ml with Polypropylene tube For R-8C BL | 10000
C99 | Head R-90 Spare 4 x 100 ml swing out with glass tube & Biosafety cap for R-8CBL | 20000
C100 | RM-12C W/timer Micro Centrifuge w/o Head RPM 16000 with Display | 25500
C101 | Head RM-1210 Spare Bucket 24 Capillary Capacity 75mmx1mm RPM 12000 Suitable for RM - 12C | 4200
C102 | Head RM-1214 Spare Bucket 10 (Angle) Capacity 2.0ml RPM 16000 Suitable for RM - 12C | 4200
C103 | Head RM-1215 Spare Bucket 24 (Angle) Capacity 1.5ml RPM 11850 | 6200
C104 | Head RM-1213 Spare (Reading Device for RM-1210) | 4600
C105 | Head RM 1216 Spare Bucket 8 Capacity 5ml | 9000
C106 | R-8K Centrifuge For Milk & Oil W /O Rotor with Display | 33000
C107 | Head R-86 Spare Rotor for above suitable for R-8k Capacity 4 x 50 ml Head | 6800
C108 | R-8M PLUS Centrifige ( Max 6000 RPM) With Brushless Induction Motor without Head | 44000
C109 | R-8C PLUS Centrifige ( Max 6000 RPM) With Brushless Induction Motor without Head | 36000
C110 | Head S 24 -15 Swing Out Rotor 24 x 15ml ( Supplied with Glass Tubes) | 12500
C111 | Head S 8 -15 Swing Out Rotor 8 x15ml ( Supplied with Glass Tubes) | 6400
| Head A 24 - 15 Angle Rotor 24 x 15 ml ( Supplied with Plastic Tubes) | 11500
| Head AR 6 - 50 Angle Rotor 6 x 50 ml ( Supplied with Plastic Tubes) | 5600
| CENTRIFUGE REMI NEYA SERIES - REMI | GLOSIL
C112 | NEYA 12 Bench Top Centrifuge, (max. speed 16000 rpm) LCD display of speed and time, imbalance detector, dynamic brake safety lid lock, 10 accelaration / decelaration profiles, 10 programs and rotor identification, supplied without rotors and accessories | 115500
C113 | NEYA 16R Refrigerated Bench Top Centrifuge, (max. speed 16000 rpm) LCD display of speed and time, imbalance detector, dynamic brake, safety lid lock, 10 accelaration / decelaration profiles, 10 programs and rotor identification, supplied without rotors and accessories | 214000
C114 | S 4-175 4 place Swing out Rotor | 15500
C115 | S 6-96 MP 2 place Swing out Rotor for 6 micro plates of 96 wells | 33175
| CYCLOMIXER / VORTEX MIXER REMI AND REMI PLUS SERIES / GLOVISION | GLOSIL
C116 | REMI Model CM101 with single and Multi tube Head | 6200
C117 | CM-101 Plus Vortex Mixer with brushless motor & suitable for Interchangeable mixing Heads | 10000
| GV Vortex Shaker (Cyclomixer) | 2400
| CENTRIFUGE HIGH SPEED & COOLING & REFRIGERATED NORMAL& PLUS SERIES - REMI | GLOSIL
C118 | R-24 Revolutionary High Speed Centrifuge Without Rotor Head And Accessories | 72750
C119 | R-242 ANGLE Head Rotor With PP Tubes 6X50ML Suitable For R-24 And C-24 | 23550
C120 | CM-12 Plus REFRIGERATED Compact Bench Top Cooling Micro Centrifuges w/o rotor Heads and accessories (-20'c up to 5 ml) | 176550
C121 | RM-1214M 10 x 2 ml Angle Head (with Polycarbonate Tubes) | 6200
C122 | RM-1215M 24 x 1.5 ml Angle Head (with Polycarbonate Tubes) | 8550
C123 | RM-1216M 8 x 5 ml Angle Head (with Polycarbonate Tubes) | 10700
C124 | RM-1217M Angle Head suitable for PCR Strip Tubes - Capacity 4 strips of 8 x 0.2 ml | 15500
C125 | VS-02 Servo controlled Voltage Stabilizer | 13900
C126 | C-23 Plus HIGH Volume Low Speed Table Top Cooling Centrifuge Max 7000 RPM / 7560 RCF,LED Display without rotor Heads | 269650
C127 | CPR-23 Plus HIGH Volume Low Speed Table Top Cooling Centrifuge Max 7000 RPM / 7400 RCF, LCD Display W/O rotor Heads | 374500
C128 | R-238M Complete with Polypropylene Tubes (Capacity 12 x 50 ML) | 29950
C129 | R-239M Complete with Polypropylene Tubes (Capacity 36 x 15 ML) | 34250
C130 | VS-03 Servo controlled Voltage Stabilizer | 16050
C131 | C-24 Plus LOW VOLUME HIGH SPEED COOLING Centrifuge MAX 20000 RPM / 37570 RCF, LED Display W/O rotor Heads | 265350
C132 | CPR-24 Plus LOW VOLUME HIGH SPEED COOLING Centrifuge, MAX 20000 RPM / 37570 RCF, LCD Display W/O rotor Heads | 374500
C133 | C-30 Plus HIGH Volume High Speed FLOOR Model COOLING Centrifuge MAX 20000 RPM / 37570 RCF, LED Display, W/O rotor | 326350
C134 | CPR-30 Plus HIGH Volume High Speed FLOOR Model COOLING Centrifuge MAX 20000 RPM / 37570 RCF LCD Display w/o Rotor | 401250
C135 | R-243M Complete with Polypropylene Tubes (Capacity 8 x 25 ML) | 25675
C136 | R-244M Complete with Polypropylene Tubes (Capacity 12 x 15 ML) | 25675
C137 | R-247M Complete with Polypropylene Tubes (Capacity 8 x 50 ML) | 29950
C138 | R-248M Complete with Polypropylene Tubes (Capacity 24 x 1.5 ML) | 19250
C139 | VS-03 Servo controlled Voltage Stabilizer | 16050
| COLD CABINETS ( LABORATORY REFRIGERATOR) - REMI | GLOSIL
C140 | CC-6 Plus Capacity 200 liters, Temperature Range 2°C to 12°C Microprocessor based (VS-02) LED | 179750
C141 | CC-6 Plus Capacity 200 liters, Temperature Range 2°C to 12°C Microprocessor based (VS-02) LCD | 205450
C142 | CC-10 Plus Capacity 280 litters, Temperature Range 2°C to 12°C Microprocessor based (VS-02) LED | 190450
C143 | CC-10 Plus Capacity 280 liters, Temperature Range 2°C to 12°C Microprocessor based (VS-02) LCD | 214000
C144 | CC-12 Plus Capacity 370 liters, Temperature Range 2°C to 12°C Microprocessor based (VS-02) LED | 199025
C145 | CC-12 Plus Capacity 370 liters, Temperature Range 2°C to 12°C Microprocessor based (VS-02) LCD | 224700
C146 | VS-02 Servo controlled Voltage Stabilizer | 13900
The high end REMI Items will be Supplied Against Order With Advance . Delivery 3 - 4 Weeks
| CARBON MONOXIDE METER (CO) - LUTRON | GLOSIL
C147 | Catbon Monoxid Range 0 - 1000 ppm with Temp - 0 - 50'C Model Lutron GCO 2008 | 15500
| CO2 METER - LUTRON | GLOSIL
C148 | CO2 Meter Model GCH-2018 For Measuring Carbon Dioxide. Range O-3000ppm, With Alarms And Warming. RH 10 to 95%,temp, 0 to 50c and dew point Lutron Taiwan Made | 28000
C149 | CO2 meter GC- 2028 With alarm Setting Lutron Taiwan Made | 23000
| CO2 MONITOR - TESTO | GLOSIL
C150 | Testo 315-3 Ambient CO / CO2 Monitor Parallel and direct CO / CO2 measurement, TUV-tested according to EN 50543, Convenient, easy handling, optical and audible alarms, wireless data transfer | POR
| COOKING OIL TESTER - TESTO | GLOSIL
C151 | Testo 270 Cooking Oil Tester Ergonomic and robust design, with temperature sensor along with TPM, clean alarams via backlit display, Rinsable under running water (IP65), HACCP certified (without calibration) | 50100
| CAPILLARY TUBE MELTING POINT - TOP TECH | GLOSIL
C152 | BEO Melting Ponit Capillary 3"Long (Pkt 100) | 40
C153 | BEO Melting Ponit Capillary 3"Long (Pkt 250) | 80
C154 | BEO Melting Ponit Capillary 4"Long (Pkt 100) | 50
C155 | BEO Melting Ponit Capillary 4"Long (Pkt 250) | 110
C156 | OES Melting Ponit Capillary 3"Long (Pkt 100) | 50
C157 | OES Melting Ponit Capillary 3"Long (Pkt 250) | 110
C158 | OES Melting Ponit Capillary 4"Long (Pkt 100) | 60
C159 | OES Melting Ponit Capillary 4"Long (Pkt 250) | 135
| CAPILLARY TLC - TOP TECH | GLOSIL
C160 | TLC Capillary 100mm long (Pkt 250) | 350
| CAPILLARY HEPERNISED AND NON HEPERNISED - TOP TECH | GLOSIL
C161 | Hepernised Capillary 3" long (Pkt 100) | 70
C162 | Non Hepernised Capillary 3" long (Pkt 100) | 50
| CAPILLARY GRADUATED - TOP TECH | GLOSIL
C163 | Graduated Capillary 5 ul 1 Mark | 440
C164 | Graduated Capillary 5 ul 5 Mark | 440
C165 | Graduated Capillary 10 ul 2 Mark | 440
| COMPARATOR - LOVIBOND | GLOSIL
| 142020 Comparator 2000+ (+2 cells) | 19189
| 234060 3/40E DISC CHLORINE DPD -TEST 0,02 - 0,3 MG/L | 24822
DPD TABLETS
| 511050BT DPD NO.1 TABLETS BF IN PACK OF 100 | 2384
| 511080BT DPD NO.3 TABLETS IN PACK OF 100 | 2384
| 511220BT DPD NO.4 TABLETS IN PACK OF 100 | 3021
| COMPARATOR & DISCS INDIAN | GLOSIL
| COMPARATOR with 1 pair of square 13.5 mm cells "INDIAN" | 5000
| NESSELIZER INDIAN WITH SAMPLE TUBES | 7000
| Spare colour disc price code A CHLORINE / pH / UNIVERSAL INDIAN each Disk | 3500
| Spare colour disc price code B - HAZEN INDIAN | 3500
| Spare colour disc price code C INDIAN | 3500
| Spare 13.5mm, 10ml moulded cells for comparator with stoppers (One Pair) INDIAN | 1250
| CHECKIT COMPARATOR - SINGLE PARAMETER TEST KITS - LOVIBOND | GLOSIL
| 147020 TESTKIT CHECKIT COMPARATOR CHLORINE DPD 0 - 4 MG/L | 12606
| 147275 TESTKIT CHECKIT COMPARATOR OZONE DPD 0 - 1 MG/L | 10088
| 147100 TESTKIT CHECKIT COMPARATOR pH 6,5 - 8,4 | 8536
| 400700 ARSENIC TEST KIT (5ppb) IN CASE | 19050
| COLOUR CARDS or RAPID WATER TEST DROP TEST - LOVIBOND | GLOSIL
| IN415020MK pH 2- 13 pH (2, 4, 5,6 7, 8, 9 10,11, 12, 13) Pk. Sz. 100 Colour card ShuddhCheck | 634
| IN415050MK Turbidity 0-80 NTU (0, 0-10, 10-20, 20-40, 40-60, Pk. Sz. 100 Colour card ShuddhCheck | 421
| IN415030MK FRC 0-3 ppm (0, 0.2, 0.5, 1.0, 1.5, 2.0, 3.0) Pk. Sz. 100 Colour card ShuddhCheck | 1824
| IN415010MK Fluoride 0- 3 ppm(0, 0.5, 1.0, 1.5, 2.0, 3.0) Pk. Sz. 100 Colour card ShuddhCheck | 634
| IN415060MK IRON HR 0- 4 ppm(0, 1.0, 1.5, 2.0, 3.0, 4.0) Pk. Sz. 100 Colour card ShuddhCheck | 634
| IN415110MK Silica 0-0.530 ppm as SiO2(0, .021, 0.053,0.106, Pk. Sz. 100 Colour card ShuddhCheck | 6347
| IN415070MK Iron LR 0-1.5 ppm(0, 0.2, 0.3, 0.4, 0.5, 1.0, 1.5) Pk. Sz. 100 Colour card ShuddhCheck | 1056
| IN415120MK Iron ULR 0-0.5 ppm(0, 0.1, 0.2, 0.3, 0.4, 0.5) Pk. Sz. 100 Colour card ShuddhCheck | 1056
| IN415040MK Nitrate Mini Kit 0-154 ppm NO3(0, 22, 44, 66, 88, 110, 132, 154 ppm as NO3 0,5,10,15,20,25,30,35 ppm as NO3-N) Pk. Sz. 100ml Colour card ShuddhCheck | 4232
| IN416060MK Nitrate 0-40 as NO3-N & 0- 175 ppm as NO3() Pk. Sz. 100 Drop Test ShuddhCheck | 2114
| IN416010MK Chloride 0-1000 ppm() Pk. Sz. 100 Drop Test ShuddhCheck | 2114
| IN416040MK Total Hardness 0-3000 ppm() Pk. Sz. 100 Drop Test ShuddhCheck | 1267
| IN416030MK Total Hardness 0-500 ppm() Pk. Sz. 100 Drop Test ShuddhCheck | 1056
| IN416020MK Total Hardness 0-50 ppm() Pk. Sz. 100 Drop Test ShuddhCheck | 1267
| IN416050MK Total Alkalinity 0-1000 ppm() Pk. Sz. 100 Drop Test ShuddhCheck | 1056
| PHOTOMETER - LOVIBOND | GLOSIL
| 276000 MD100 CHLORINE TABLETS 0,01-6,0 MG/L - PHOTOMETER IN CASE | 71397
| 276160 MD100 HAZEN PHOTOMETER IN CASE | 78472
| 276150 MD100 SUSPENDED SOLIDS PHOTOMETER IN CASE | 78472
| 214025 MD610 PHOTOMETER BLUETOOTH IN CARRYING CASE WITH STANDARD ACCESSORIES | 145912
| COATING THICKNESS GAUGE - WORKZONE | GLOSIL
C166 | DFT-222 Professional high accuracy Coating Thickness gauge, measuring range 0 to 2000um, Resolution 0-99.9um | 6900
C167 | 456 High accuracy Coating Thickness gauge with separated probe, measuring range 3000um, Resolution 0-99.9um | 12650
C168 | Coat-PRO Coating Thickness gauge, range 0-1500um/0-60mil, Resolution 0.1um/, temp -10'C to 50'C | 14100
| COATING THICKNESS GAUGE | GLOSIL
C169 | Coating Thickness gauge AA C1 Non Ferrous | 18000
| COATMETER / COATING THICKNESS GAUGE - METRAVI | GLOSIL
C170 | Model CTG-01 Measures coating thickness on both ferrous and non-ferrous materials | 14500
C171 | Model CTG-02 Measures coating thickness on both ferrous and non-ferrous materials with extended flexible cable with sensor | 27000
| COUNTING CHAMBER | GLOSIL
C172 | Rohem Silverlite | 1500
C173 | HBG Silverlite | 1000
C174 | China Chamber plain without silver coating | 425
COD MEASUREMENT SYSTEM - LOVIBOND
COD Measurement system COD set up MD 200 COD VARIO 10 with reagents consisting of COD photometer, LOVIBOND
| COD reactor RD 125Code 2418940, COD tube 0 - 150 mg/l and 0-1500 mg/l cuvette rack, manual code 2892602 | 205138
| COD DIGESTER - GLOVISION | GLOSIL
C175 | GV-COD-15 COD Digester with digital temp controller & timer along with glass parts Indian make 15 Samples | 35000
C176 | GV-COD-6 COD Digester with digital temp controller & timer along with glass parts Indian make 6 Samples | 27500
| COMBUSTION BOAT & TUBE | GLOSIL
C177 | Kumar Make Boat Size 10 X 12 X 88 (Pkt of 150) Price per pcs | 9
C178 | Tube Kumar Make Size 19 X 24 X 600 | 500
C179 | Tube Kumar Make Size 17 X 22 X 600 | 500
C180 | Tube Kumar Make Size 22 X 29 X 600 | 750

## D
D
| D.O METER PEN TYPE - LUTRON | GLOSIL
D1 | Model PDO 519 Lutron DO meter Pen type 0-20 ppm, Taiwan with built in probe | 14250
D2 | Model PDO 520 Lutron DO meter Pen type 0-20 ppm, Taiwan with Detachable probe | 16500
| D.O METER PORTABLE MODEL & SPARES | GLOSIL
D3 | Model 5509 Lutron DO Meter, 0 to 20mg/L Calibration | 12500
D4 | Model 5510 Lutron DO Mete 0 to 20mg/L measure oxygen in air | 19500
D6 | Model 5519 Lutron DO meter 0 - 20 mg/l / Oxigen in Air - 0 - 100 % | 17000
D7 | Spare Electrolyte OXEL-03 for Lutron DO meters 50 ml bottle | 1225
D8 | Do Spare Membrane LUTRON per pcs. | 900
| DISSOLVED OXYGEN METER PORTABLE MODEL - EUTECH | GLOSIL
D9 | Model DO602K DO Range 0 to19.9 mg/1;0 TO199.9% IP Rating IP 54 | 72000
| DO METER PORTABLE - LABOHOLIC | GLOSIL
D10 | LH-28 Portable Digital Dissolved Oxygen Meter 31/3 digit LCD display, battery operated, ABS Plastic body. (Against order) | 4900
| D.O METER BENCH MODEL - EUTECH | GLOSIL
D11 | Model ECDO70042S DO/Temp RANGE o to 30 mg/l, NO Memory | 112000
D12 | Model ECDO270042 DO/BOD/Temp. RANGE o to 50 mg/l Memory 500 Output RS232 | POR
D13 | ANTECH AN 270 Printer Suitable for ECDO270042S model . | 36000
| DISSOLVED OXYGEN METER TABLE MODEL - LABOHOLIC (Against order - No Guarantee) | GLOSIL
D14 | LH-52 Microprocessor D.O. Meter with 16x 2 alpha numeric LCD display, simultaneous display of O.O. & temp. Data Storage facility upto 1000 samples, computer interlace through USB, Supplied with O.O. probe, temp. probe, electrode stand, dust cover & instructions manual. | 13000
D15 | LH-18 Digital Dissolved Oxygen Meter 3.5 Digit LED display with Gold/Silver O.O.Probe | 6100
D16 | LH-27 Digital Dissolved Oxygen Analyser cum temperature Meter along with Gold/Silver O.O. probe and RTD temp.probe | 6100
| DIFFRACTION GRATING HILGER | GLOSIL
D17 | HILGER 15000 Lines | 2000
D18 | Diffraction Grating Student | 300
| DRY BATH INCUBATOR - LABOHOLIC | GLOSIL
D19 | LH-42 Digital Dry Bath Incubator 24 Holes for 12 mm tubes, +SºC above ambient to70ºC. Temperature sensor PT100, Maximum heating power 125W, Temperature Controller PID, Timer 1 min to 99 minutes, LCD Display for time & temperature, Anodized Aluminum block. 220VAC, Available with Buzzer alarm & Overheat protection. | 6000
| DEEP FREEZER(VERTICAL) REMI PLUS SERIES ( Against Order with Advance only) - REMI | GLOSIL
D20 | RQV-200 Plus Capacity 200 liters, Temperature up to -20°C, Microprocessor (VS 02) LED | 177625
D21 | RQV-200 Plus Capacity 200 liters, Temperature up to -20°C, Microprocessor (VS 02) LCD | 203300
D22 | RQV-300 Plus Capacity 300 liters, Temperature up to -20°C, Microprocessor (VS 02) LED | 203300
D23 | RQV-300 Plus Capacity 300 liters, Temperature up to -20°C, Microprocessor (VS 02) LCD | 228975
D24 | RQV-400 Plus Capacity 400 liters, Temperature up to -20°C, Microprocessor (VS 03) LED | 214000
D25 | RQV-400 Plus Capacity 400 liters, Temperature up to -20°C, Microprocessor (VS 03) LCD | 240750
D26 | VS-03 Servo controlled Voltage Stabilizer | 16050
D27 | VS-02 Servo controlled Voltage Stabilizer | 13900
| DEEP FREEZERS VERTICAL MODELS (TEMPERATURE UPTO - 20ºC) - REMI | GLOSIL
D28 | RFV-245, 245 Liters capacity, Plastic inner chamber & outer body of G.I, temperature range -16°C to -24°C | 85600
D29 | RFV-340, 340 Liters capacity, Plastic inner chamber & outer body of G.I, temperature range -16°C to -24°C | 136975
| ULTRA DEEP FREEZERS (VERTICAL) ( Against Order with Advance) - REMI | GLOSIL
D30 | ULT-90 Capacity 90 liters, Temp low upto -86c, microprocessor control lcd version(VS 05) | 442975
D31 | ULT-185 Capacity 185 liters, Temp low upto -86c, microprocessor control lcd version(VS 06) | 510400
D32 | ULT-360 Capacity 360 liters, Temp low upto -86c, microprocessor control lcd version(VS 07) | 603475
D33 | VS-05 Servo controlled Voltage Stabilizer | 39600
D34 | VS-06 Servo controlled Voltage Stabilizer | 59925
D35 | VS-07 Servo controlled Voltage Stabilizer | 69550
| DATA LOGGERS - TESTO | GLOSIL
D36 | Testo 174 T Single Channel Temperature datalogger with internal sensor (NTC), Memory capacity: 16,000 readings, Easy readout of the data and transfer to a PC via testo USB interface | 5000
D37 | Testo 174 H Two Channel Temperature and Humidity datalogger with internal sensor (NTC/Capacitive humidity sensor), Memory capacity: 16,000 readings, Easy readout of the data and transfer to a PC via testo USB interface | 8500
D37 | Testo 175 H1 2-channel data logger for temperature and humidity measurements, external humidity sensor (NTC/ capacitive humidity sensor), wall bracket, lock, batteries, calibration protocol | 45650
D38 | Testo 174 D USB Interface | 8320

## E
E
| ESRITE TUBE | GLOSIL
E1 | ESR Tube HBG Make | 60
E2 | ESR Tube Top Tech | 45
E3 | ESR Tube Superior Make | 75
E4 | ESR Stand 6 Tube powder coated | 200
| ESRITE KIT - TOP TECH | GLOSIL
E5 | ESRITE KIT E-5 | 575
E6 | ESR Pipette Plain for ESRITE Kit | 50
E7 | ESR Pipette Graduated for ESRITE Kit | 60
| ELECTRODES - EUTECH | GLOSIL
E8 | ECFC7252101B General Purpose Plastic-body Single Junction Gel-Filled pH Combination 12x90mm, BNC 1m for PH700/Tutor etc | 6000
E9 | ECFC72521R01B General Plastic-body Single Junction Refillable pH Combination Electrode12x90mm, BNC, 1m & 10ml refilling electrolyte | 10800
E10 | ECFC7252201B General Purpose Plastic-body Double Junction Gel-Filled pH Combination 12x90mm,BNC,1m | 9180
E11 | ECFC7352901B General Purpose Plastic-body “3-in-1” pH/Temp. Combination Electrode, 12x90mm, BNC , 1m for Tutor DS | 10800
E12 | ECFG4390401B Glass-body pH Combination Micro-Electrode, reference Calomel Refillable ,4x55 mm, BNC connector, 1m cable length. Ideal for Micro sample, such as semi-micro cuvettes and NMR tube,Research measurements, fruit juices, beer, milk and yogurt, Tris buffers, clinical, and biological media containing proteins, creams, fats and cosmetics | 31500
E13 | ECFG7252001B General Purpose, Flat-surface, Glass-body Single Junction Refillable pH Combination Electrode,12x110mm, BNC connector, 1m cable length. Used for surface measurements such as paper, skin, textile, leather, agar | 31500
E14 | ECPH5TEMB01P ATC Probe (for Tutor, Ion 510, pH 510, pH 700, Ion 700, pH 1100, pH 2100, pH 2700, & Ion 2700), 1m cable length | 7920
| ELECTRODES - GLOVISION | GLOSIL
E15 | PC22 pH glass combined electrode KCL filling type BNC jack OR Suitable for all brand of pH meters | 475
E16 | pH unbreakable Gel filled combined electrode EPOXY body | 750
E17 | pH unbreakable Gel filled combined electrode EPOXY body with Banana pin | 750
E18 | CD-06 TDS/COND Cell at Cell constant K=1.00(appx.) Unbreakable | 1250
E19 | CD-06 TDS/COND Cell at Cell constant K=1.00(appx.) with BNC connector | 1250
E20 | CD-06 TDS/COND Cell at Cell constant K=5.00(appx.) | 1250
E21 | CD-04 TDS/COND Cell at Cell constant K=0.50(appx.) | 2250
E22 | CD-08 TDS/COND Cell at Cell constant K=0.10(appx.) | 3225
E23 | Calamel (reference) Electrode Banana Pin for Potientiometer PE-77 | 300
| Calamel (reference) Electrode BNC Pin for Potientiometer PE-77 | 375
E24 | Glass Electrode Banana Pin for Potientiometer | 450
E25 | Platinum Electrode Banana Pin for Potientiometer | 630
E26 | Silver Electrode Banana pin for Potientiometer | 450
E27 | Copper Electrode with Banana pin | 300
E28 | Cadmium Electrode with Banana pin | 330
E29 | Aluminium Electrode with Banana pin | 300
E30 | Zinc Electrode with Banana pin | 300
E31 | Reference Electrode ( Ag/ AgCL) with Banana pin PE-88 | 400
| ELECTRODE STAND - LABOHOLIC | GLOSIL
E32 | LABOHOLIC SWING ARM STAND WITH GOOD BASE AT BEST RATE | 750
| ELISA READER MICROPLATE - LABOHOLIC | GLOSIL
E33 | LH-1260 Microplate Elisa Reader Designed with long life LED light technology, 7" Touch TFT LCD Screen, Test results simultaneous displayed in screen,Bichromatic,8-channel optical system, 96-well plate, Light sourceMonochromatic LED, 3 shaking mode with variable time, Large storage capacity up to 200 test protocols and 100,000 results, Self-Check & malfunction alarm, Windows operating system. (Imported) | 190000
| ELISA WASHER MICROPLATE - LABOHOLIC | GLOSIL
E34 | LH-1261 Mircoplate Elisa Washer Large LCD Display, Intelligent software, easy to operate, Strong washing function, bottom washing and two positions aspiration make completed washing effect., Plate - 48/96 well and trips (U,V, Flat bottom), Residual volume ≤2µl, Dispensing volume : Adjustable From 50 to 900µl,1-16 optional wash cycles, Soak tiem upto 990 seconds adjustable, Shake time upto 990 sec,3 channel for washing liquid, 1 channel for waste liquid, Self-calibration and trouble alarm function,Large memory to store up to 100 program, RS232 interface NEW ADDITION | 190000

## F
F
| FLAME PHOTOMETER - LABOHOLIC (ALL FLAME WITH 2 FILTER SODIUM (Na) & POTASSIUM (K) | GLOSIL
F1 | LH-6710 Microprocessor Flame Photometer Touch Screen, Auto Gas Cut-off Facility, Auto Flame Failure Detection Facility, µP Based with Printer Interface, Five Element Measurement in single Aspiration of the sample, Curve Calibration Programmability using Maximum of 25 Standards Data Processing Through Curve Fitting Techniques - Least Squares,Quadratic,Multiple Calibration Curves Saving Facility, Samples Data Storage Facility, Online Help Key, Printer Attachment Facility,Measurement in ppm & meq, Useful for both Medical & Soil Testing Applications, Setup Storage facility upto 10 setups files. (with 2 Filters Na & K)NEW ADDITION | 76000
F2 | LH-672 Microprocessor flame photometer (Graphical Display) Four Element measurement in a single aspiration (Na & Kas standard, Li and Ca optional at extra cost). Calibration curve fit routines first order and second order. Data displayed in concentration units i.e. ppm & meq, automatic filter selection; auto calibration feature. Printer attachment, PC connecting compatibility, Sample data storage more than 500 results. Alphanumerical keyboard for easy data entry. Graphical LCD display thus easy to read, Curve calibration using upto 5 standard, Multiple calibration curve saving facility, Stainless steel burner. Auto Gas Cut off in case of power failure. (with 2 Filters Na & K) | 61000
F3 | LH-671 Microprocessor flame photometer (Graphical Display) Four Element measurement in a single aspiration (Na & Kas standard, Li and Ca optional at extra cost). Calibration curve fit routines first order and second order. Data displayed in concentration units i.e. ppm & meq, automatic filter selection; auto calibration feature. Printer attachment, PC connecting compatibility, Sample data storage more than 500 results. Alphanumerical keyboard for easy data entry. Graphical LCD display thus easy to read, Curve calibration using upto 5 standard,Multiple calibration curve saving facility, Stainless steel burner. Auto Gas Cut off in case of power failure.PROVIDED WITH 2 FILTERS & COMPRESSOR. (with 2 Filters Na & K) | 50000
F4 | LH-66 Digital Clinical Flame Photometer Digital Flame Photometer (Dual Channel) single aspirations, with filters (Na & K). Final result in ppm, 2.5 digit dual LED display for simultaneous result along with compressor & accessories, autoignition. Ca & Li filter can to provided on request at extra cost.(with 2 Filters Na & K) | 28250
F5 | LH-65 Digital Flame Photometer Digital Flame Photometer (Single Channel) with filter (Na &K) 2.5 LED display (ppm) along with compressor and other accessories, auto ignition, Ca & Li filter can be provided on request at extra cost. (with 2 Filters Na & K) | 24500
F6 | Spare Filter (Calcium or Lithium) for Flame Photometer Against order can be fitted any of the above models | 5500
F7 | Spare Filter (Barium) for Flame Photometer Against order can be fitted any of the above models | 10000
| PHOTO FLUOROMETER - LABOHOLIC | GLOSIL
F8 | LH-330 Digital Photo Flourometer measures florophors like vitamins, quinine, steroids and metal. Supplied with 2 primary and 3 secondary filters mounted on holders. Results are displayed on 3 digit 7 segment LED. Sensitivity in 4 ranges | 49000
| FLOW CUP VISCOMETER | GLOSIL
F9 | B-2 Cup with stand and Level | 3250
F10 | B-3 Cup with stand and Level | 3250
F11 | B-4 Cup with stand and Level | 3250
F12 | B-5 Cup with stand and Level | 3250
F13 | B-6 Cup with stand and Level | 3250
F14 | B-8 Cup with stand and Level | 3750
F15 | B-10 Cup with stand and Level | 3250
F16 | B-2 Cup only | 2500
F17 | B-3 Cup only | 2500
F18 | B-4 Cup only | 2500
F19 | B-5 Cup only | 3000
F20 | B-6 Cup only | 2500
F21 | B-8 Cup only | 2500
F22 | B-10 Cup only | 2500
F23 | Flow cup as per IS 101 with stand B4 cup only | 5500
ZAHN CUP
F24 | Zahn Cup with handle No. 1,2,3,4,5,or 6 Bottom Round Shape | 4000
| FLOW METER - HM | GLOSIL
F25 | FLM-3 Flow Meter Range: 0.8-8.0 LPM/0.2-2.1 GPM; 0-99999 g/l, Accuracy: +/- 10%, Resolution: 0.1 LPM/GPM; 1 g/l, Set Point: Fully programmable | 3750
SPECIFIC GRAVITY CUP
F26 | S.S. wt./ Litr. Cup 50 CC | 1500
F27 | S.S. wt./ Litr. Cup 100 CC | 1850
| FILTER PAPER QUALITATIVE - WHATMAN | GLOSIL
Grade 1
F28 | Cat No. 1001 042 Grade 1 Diameter 42.5 Pkt of 100 NO. Whatman | 1230
F29 | Cat No. 1001 047 Grade 1 Diameter 47 Pk of 100 NO. Whatman | 1330
F30 | Cat No. 1001 055 Grade 1 Diameter 55 pk of 100 NO. Whatman | 1370
F31 | Cat No. 1001 070 Grade 1 Diameter 70 pk of 100 NO. Whatman | 1370
F32 | Cat No. 1001 090 Grade 1 Diameter 90 pk of 100 NO. Whatman | 1170
F33 | Cat No. 1001 110 Grade 1 Diameter 110 pk of 100 NO. Whatman | 1280
F34 | Cat No. 1001 125 Grade 1 Diameter 125 pk of 100 NO. Whatman | 1460
F35 | Cat No. 1001 150 Grade 1 Diameter 150 pk of 100 NO . Whatman | 1710
F36 | Cat No. 1001 185 Grade 1 Diameter 185 pk of 100 NO. Whatman | 2550
F37 | Cat No. 1001 240 Grade 1 Diameter 240 pk of 100 NO. Whatman | 5340
F38 | Cat No. 1001 270 Grade 1 Diameter 270 pk of 100 NO. Whatman | 6080
F39 | Cat No. 1001 320 Grade 1 Diameter 320 pk of 100 NO. Whatman | 6680
F40 | Cat No. 1001 917 Grade 1 Diameter 460x570 Sheets pk of 100 NO. Whatman | 14120
F41 | Cat No. 1001 918 Grade 1 Diameter 460X570 Sheets pk of 500 NO . Whatman | 51190
Grade 2
F42 | Cat No. 1002 055 Grade 2 Diameter 55 pk of100 NO. Whatman | 1290
F43 | Cat No. 1002 070 Grade 2 Diameter 70 pk of100 NO. Whatman | 1430
F44 | Cat No. 1002 090 Grade 2 Diameter 90 pk of 100 NO. Whatman | 1430
F45 | Cat No. 1002 110 Grade 2 Diameter 110 pk of 100 NO. Whatman | 1600
F46 | Cat No. 1002 125 Grade 2 Diameter 125 pk of 100 NO. Whatman | 1730
F47 | Cat No. 1002 150 Grade 2 Diameter 150 pk of 100 NO. Whatman | 2550
F48 | Cat No. 1002 185 Grade 2 Diameter 185 pk of 100 NO. Whatman | 3440
F49 | Cat No. 1002 917 Grade 2 Diameter 460x570 Sheets pk of 100 NO. Whatman | 22980
Grade 3
F50 | Cat No. 1003 070 Grade 3 Diameter 70 pk of 100 NO. Whatman | 2160
F51 | Cat No. 1003 090 Grade 3 Diameter 90 pk of 100 NO. Whatman | 2380
F52 | Cat No. 1003 110 Grade 3 Diameter 110 pk of 100 NO. Whatman | 2270
F53 | Cat No. 1003 125 Grade 3 Diameter 125 pk of 100 NO. Whatman | 3190
F54 | Cat No. 1003 150 Grade 3 Diameter 150 pk of 100 NO. Whatman | 3320
F55 | Cat No. 1003 185 Grade 3 Diameter 185 pk of 100 NO. Whatman | 6380
F56 | Cat No. 1003 917 Grade 3 Diameter 460x570 Sheets pk of 100 NO. Whatman | 41310
Grade 4
F57 | Cat No. 1004 042 Grade 4 Diameter 42.5 pk of 100 NO. Whatman | 1170
F58 | Cat No. 1004 047 Grade 4 Diameter 47 pk of 100 NO. Whatman | 1160
F59 | Cat No. 1004 055 Grade 4 Diameter 55 pk of 100 NO. Whatman | 1230
F60 | Cat No. 1004 070 Grade 4 Diameter 70 pk of 100 NO. Whatman | 1230
F61 | Cat No. 1004 090 Grade 4 Diameter 90 pk of 100 NO. Whatman | 1390
F62 | Cat No. 1004 110 Grade 4 Diameter 110 pk of 100 NO. Whatman | 1660
F63 | Cat No. 1004 125 Grade 4 Diameter 125 pk of 100 NO. Whatman | 1970
F64 | Cat No. 1004 150 Grade 4 Diameter 150 pk of 100 NO. Whatman | 2680
F65 | Cat No. 1004 185 Grade 4 Diameter 185 pk of 100 NO. Whatman | 3830
F66 | Cat No. 1004 240 Grade 4 Diameter 240 pk of 100 NO. Whatman | 6770
F67 | Cat No. 1004 917 Grade 4 Diameter 460x570 Sheets pk of 100 NO. Whatman | 29390
Grade 5
F68 | Cat No. 1005 070 Grade 5 Diameter 70 pk of 100 NO. Whatman | 1530
F69 | Cat No. 1005 090 Grade 5 Diameter 90 pk of 100 NO. Whatman | 1660
F70 | Cat No. 1005 110 Grade 5 Diameter 110 pk of 100 NO. Whatman | 1810
F71 | Cat No. 1005 125 Grade 5 Diameter 125 pk of 100 NO.Whatman | 2270
F72 | Cat No. 1005 150 Grade 5 Diameter 150 pk of 100 NO. Whatman | 3570
F73 | Cat No. 1005 185 Grade 5 Diameter 185 pk of 100 NO. Whatman | 5620
| WHATMAN - ASHLESS PAPER | GLOSIL
Grade 40
F74 | Cat No. 1440 012 Grade 40 Diameter 12.7 / 1.27 cm pk of 400 NO. Whatman | 2550
F75 | Cat No.1440 042 Grade 40 Diameter 42.5 pk of 100 NO. Whatman | 2940
F76 | Cat No. 1440 047 Grade 40 Diameter 47 pk of 100 NO. Whatman | 3060
F77 | Cat No. 1440 055 Grade 40 Diameter 55 pk of 100 NO. Whatman | 2170
F78 | Cat No. 1440 070 Grade 40 Diameter 70 pk of 100 NO. Whatman | 2420
F79 | Cat No. 1440 090 Grade 40 Diameter 90 pk of 100 NO. Whatman | 2980
F80 | Cat No. 1440 110 Grade 40 Diameter 110 pk of 100 NO. Whatman | 3560
F81 | Cat No. 1440 125 Grade 40 Diameter 125 pk of 100 NO. Whatman | 4430
F82 | Cat No. 1440 150 Grade 40 Diameter 150 pk of 100 NO. Whatman | 5890
F83 | Cat No. 1440 185 Grade 40 Diameter 185 pk of 100 NO. Whatman | 9580
F84 | Cat No. 1440 240 Grade 40 Diameter 240 pk of 100 NO. Whatman | 19280
F85 | Cat No. 1440 917 Grade 40 Diameter 460x570 Sheets 100 NO. Whatman | 61170
Grade 41
F86 | Cat No. 1441 070 Grade 41 Diameter 70 pk of 100 NO. Whatman | 2450
F87 | Cat No. 1441 090 Grade 41 Diameter 90 pk of 100 NO. Whatman | 3100
F88 | Cat No. 1441 110 Grade 41 Diameter 110 pk of 100 NO. Whatman | 4170
F89 | Cat No. 1441 125 Grade 41 Diameter 125 pk of 100 NO. Whatman | 4720
F90 | Cat No. 1441 150 Grade 41 Diameter 150 pk of 100 NO. Whatman | 6120
F91 | Cat No. 1441 185 Grade 41 Diameter 185 pk of 100 NO. Whatman | 9190
F92 | Cat No. 1441 240 Grade 41 Diameter 240 pk of 100 NO. Whatman | 18270
F93 | Cat No. 1441 917 Grade 41 Diameter 460x570 Sheets pk of 100 NO. Whatman | 57050
Grade 42
F94 | Cat No. 1442 042 Grade 42 Diameter 42.5 pk of 100 NO. Whatman | 2170
F95 | Cat No. 1442 055 Grade 42 Diameter 55 pk of 100 NO. Whatman | 1970
F96 | Cat No. 1442 070 Grade 42 Diameter 70 pk of 100 NO. Whatman | 2450
F97 | Cat No. 1442 090 Grade 42 Diameter 90 pk of 100 NO. Whatman | 2980
F98 | Cat No. 1442 110 Grade 42 Diameter 110 pk of 100 NO. Whatman | 3750
F99 | Cat No. 1442 125 Grade 42 Diameter 125 pk of 100 NO. Whatman | 4430
F100 | Cat No. 1442 150 Grade 42 Diameter 150 pk of 100 NO. Whatman | 5890
F101 | Cat No. 1442 185 Grade 42 Diameter 185 pk of 100 NO. Whatman | 9180
F102 | Cat No. 1442 240 Grade 42 Diameter 240 100 NO. Whatman | 14640
F103 | Cat No. 1442 917 Grade 42 Diameter 460x570 Sheets pk of 100 NO. Whatman | 54950
Grade 44
F104 | Cat No. 1444 070 Grade 44 Diameter 70 pk of 100 NO. Whatman | 2940
F105 | Cat No. 1444 090 Grade 44 Diameter 90 pk of 100 NO. Whatman | 3450
F106 | Cat No. 1444 110 Grade 44 Diameter 110 pk of 100 NO. Whatman | 4090
F107 | Cat No. 1444 125 Grade 44 Diameter 125 pk of 100 NO. Whatman | 4570
F108 | Cat No. 1444 150 Grade 44 Diameter 150 pk of 100 NO. Whatman | 7770
F109 | Cat No. 1444 185 Grade 44 Diameter 185 pk of 100 NO. Whatman | 11240
| WHATMAN - HARDENED FILTERS | GLOSIL
Grade 50
F110 | Cat No. 1450 070 Grade 50 Diameter 70 pk of 100 NO. Whatman | 2940
F111 | Cat No. 1450 090 Grade 50 Diameter 90 pk of 100 NO. Whatman | 3550
F112 | Cat No. 1450 110 Grade 50 Diameter 110 pk of 100 NO. Whatman | 5360
F113 | Cat No. 1450 125 Grade 50 Diameter 125 pk of 100 NO. Whatman | 5710
F114 | Cat No. 1450 150 Grade 50 Diameter 150 pk of 100 NO. Whatman | 8290
F115 | Cat No. 1450 185 Grade 50 Diameter 185 pk of 100 NO. Whatman | 12310
F116 | Cat No. 1450 917 Grade 50 Diameter 460x570 Sheets pk of 100 NO. Whatman | 66530
Grade 52
F117 | Cat No. 1452 090 Grade 52 Diameter 90 pk of 100 NO. Whatman | 4720
F118 | Cat No. 1452 110 Grade 52 Diameter 110 pk of 100 NO. Whatman | 5900
F119 | Cat No. 1452 125 Grade 52 Diameter 125 pk of 100 NO. Whatman | 6740
F120 | Cat No. 1452 150 Grade 52 Diameter 150 pk of 100 NO. Whatman | 8550
Grade 54
F121 | Cat No. 1454 070 Grade 54 Diameter 70 pk of 100 NO. Whatman | 2850
F122 | Cat No. 1454 090 Grade 54 Diameter 90 pk of 100 NO. Whatman | 3830
F123 | Cat No. 1454 110 Grade 54 Diameter 110 pk of 100 NO. Whatman | 4880
F124 | Cat No. 1454 125 Grade 54 Diameter 125 pk of 100 NO. Whatman | 6160
F125 | Cat No. 1454 150 Grade 54 Diameter 150 pk of 100 NO. Whatman | 8810
F126 | Cat No. 1454 185 Grade 54 Diameter 185 pk of 100 NO. Whatman | 12640
Grade 540
F127 | Cat No. 1540 090 Grade 540 Diameter 90 pk of 100 NO. Whatman | 3830
F128 | Cat No. 1540 110 Grade 540 Diameter 110 pk of 100 NO. Whatman | 5240
F129 | Cat No. 1540 125 Grade 540 Diameter 125 pk of 100 NO. Whatman | 5830
F130 | Cat No. 1540 150 Grade 540 Diameter 150 pk of 100 NO. Whatman | 8550
F131 | Cat No. 1540 185 Grade 540 Diameter 185 pk of 100 NO. Whatman | 14680
Grade 541
F132 | Cat No. 1541 070 Grade 541 Diameter 70 pk of 100 NO. Whatman | 2940
F133 | Cat No. 1541 090 Grade 541 Diameter 90 pk of 100 NO. Whatman | 3570
F134 | Cat No. 1541 110 Grade 541 Diameter 110 pk of 100 NO. Whatman | 5110
F135 | Cat No. 1541 125 Grade 541 Diameter 125 pk of 100 NO. Whatman | 5250
F136 | Cat No. 1541 150 Grade 541 Diameter 150 pk of 100 NO. Whatman | 8750
F137 | Cat No. 1541 185 Grade 541 Diameter 185 pk of 100 NO. Whatman | 13920
Grade 542
F138 | Cat No. 1542 070 Grade 542 Diameter 70 pk of 100 NO. Whatman | 2940
F139 | Cat No. 1542 090 Grade 542 Diameter 90 pk of 100 NO. Whatman | 4210
F140 | Cat No. 1542 110 Grade 542 Diameter 110 pk of 100 NO. Whatman | 5750
F141 | Cat No. 1542 125 Grade 542 Diameter 125 pk of 100 NO. Whatman | 6170
F142 | Cat No. 1542 150 Grade 542 Diameter 150 pk of 100 NO. Whatman | 9320
F143 | Cat No. 1542 185 Grade 542 Diameter 185 pk of 100 NO. Whatman | 13920
Grade 2V - Folded Prepleated Grades
F144 | Cat NO. 1202-125 Grade GR 2 FF Diameter 125mm pk of 100 NO Whatman | 6160
EPM 2000
F145 | Cat No. 1882 047 Grade EPM 2000 Diameter 47 pk of 100 NO. Whatman | 7020
F146 | Cat No. 1882 866 Grade EPM 2000 Diameter 203 X 254* Sheets pk of 100 NO. Whatman | 56060
934 - AH
F147 | Cat No.1827 047 Grade 934-AH Diameter 47 pk of 100 NO. Whatman | 7490
F148 | Cat No. 1827 055 Grade 934-AH Diameter 55 pk of 100 NO. Whatman | 8430
F149 | Cat No. 1827 070 Grade 934-AH Diameter 70 pk of 100 NO. Whatman | 10600
F150 | Cat No. 1827 090 Grade 934-AH Diameter 90 pk of 100 NO. Whatman | 15840
F151 | Cat No. 1827 110 Grade 934-AH Diameter 110 pk of 100 NO. Whatman | 19660
| WHATMAN - CELLULOSE THIMBLES | GLOSIL
CELLULOSE EXTRACTION THIMBLES SINGLE
F152 | Cat No. 2800199 CELLULOSE EXTRACTION THIMBLES Diameter 19X90 pk of 25 NO. Whatman | 11270
F153 | Cat No. 2800228 CELLULOSE EXTRACTION THIMBLES Diameter 22X80 pk of 25 NO. Whatman | 11460
F154 | Cat No. 2800258 CELLULOSE EXTRACTION THIMBLES Diameter 25X80 pk of 25 NO. Whatman | 11320
F155 | Cat No. 2800250 CELLULOSE EXTRACTION THIMBLES Diameter 25X100 pk of 25 NO. Whatman | 11320
F156 | Cat No. 2800288 CELLULOSE EXTRACTION THIMBLES Diameter 28X80 pk of 25 NO. Whatman | 11270
F157 | Cat No. 2800308 CELLULOSE EXTRACTION THIMBLES Diameter 30X80 pk of 25 NO. Whatman | 11270
F158 | Cat No. 2800330 CELLULOSE EXTRACTION THIMBLES Diameter 33X100 pk of 25 NO. Whatman | 13470
F159 | Cat No. 2800432 CELLULOSE EXTRACTION THIMBLES Diameter 43X123 pk of 25 NO. Whatman | 16770
F160 | Cat No. 2800280 CELLULOSE EXTRACTION THIMBLES Diameter 28X100 pk of 25 NO. Whatman | 11380
F161 | Cat No. 2800300 CELLULOSE EXTRACTION THIMBLES Diameter 30X100 pk of 25 NO. Whatman | 11340
ASHLESS CLIPPINGS
F162 | Cat No.1703 050 ASHLESS CLIPPINGS 500g | 6770
PARAFILM 'M' USA MAKE SPECIAL PRICE
F163 | PARAFILM 4" X 125 feet | 2000
F164 | PARAFILM 2" X 250 feet | 2125
NO RETURN / REPLACEMENT for Whatman
Kindly Order with Correct order codes.
| WHATMAN - GLASS MICROFIBER FILTERS | GLOSIL
GF / A
F165 | Cat No. 1820 021 Grade GF/A Diameter 21 pk of 100 NO. Whatman | 2680
F166 | Cat No. 1820 024 Grade GF/A Diameter 24 pk of 100 NO. Whatman | 2940
F167 | Cat No. 1820 025 Grade GF/A Diameter 25 pk of 100 NO. Whatman | 2900
F168 | Cat No. 1820 037 Grade GF/A Diameter 37 pk of 100 NO. Whatman | 3970
F169 | Cat No. 1820 042 Grade GF/A Diameter 42.5 pk of 100 NO. Whatman | 4210
F170 | Cat No. 1820 047 Grade GF/A Diameter 47 pk of 100 NO. Whatman | 4300
F171 | Cat No. 1820 055 Grade GF/A Diameter 55 pk of 100 NO. Whatman | 5750
F172 | Cat No. 1820 070 Grade GF/A Diameter 70 pk of 100 NO. Whatman | 6260
F173 | Cat No. 1820 090 Grade GF/A Diameter 90 pk of 100 NO. Whatman | 8050
F174 | Cat No. 1820 110 Grade GF/A Diameter 110 pk of 100 NO. Whatman | 9570
F175 | Cat No. 1820 125 Grade GF/A Diameter 125 pk of 100 NO. Whatman | 13440
F176 | Cat No. 1820 150 Grade GF/A Diameter 150 pk of 100 NO. Whatman | 18010
F177 | Cat No. 1820 866 Grade GF/A Diameter 203 x 254* Sheets 100 NO. pk Size In MM Whatman | 29050
GF / B
F178 | Cat No. 1821 025 Grade GF/B Diameter 25 pk of 100 NO. Whatman | 3720
F179 | Cat No. 1821 042 Grade GF/B Diameter 42.5 pk of 100 NO. Whatman | 9070
F180 | Cat No. 1821 047 Grade GF/B Diameter 47 pk of 100 NO. Whatman | 6770
F181 | Cat No. 1821 055 Grade GF/B Diameter 55 pk of 100 NO. Whatman | 10340
F182 | Cat No. 1821 070 Grade GF/B Diameter 70 pk of 100 NO. Whatman | 12130
F183 | Cat No. 1821 090 Grade GF/B Diameter 90 pk of 100 NO. Whatman | 5830
F184 | Cat No. 1821 110 Grade GF/B Diameter 110 pk of 100 NO. Whatman | 7260
F185 | Cat No. 1821 125 Grade GF/B Diameter 125 pk of 100 NO. Whatman | 9580
F186 | Cat No. 1821 150 Grade GF/B Diameter 150 pk of 100 NO. Whatman | 12310
GF / C
F187 | Cat No. 1822 025 Grade GF/C Diameter 25 pk of 100 NO. Whatman | 2900
F188 | Cat No. 1822 037 Grade GF/C Diameter 37 pk of 100 NO. Whatman | 4310
F189 | Cat No. 1822 042 Grade GF/C Diameter 42.5 pk of 100 NO. Whatman | 4530
F190 | Cat No. 1822 047 Grade GF/C Diameter 47 pk of 100 NO. Whatman | 4340
F191 | Cat No. 1822 055 Grade GF/C Diameter 55 pk of 100 NO. Whatman | 6720
F192 | Cat No. 1822 070 Grade GF/C Diameter 70 pk of 100 NO. Whatman | 9030
F193 | Cat No. 1822 090 Grade GF/C Diameter 90 pk of 100 NO. Whatman | 9490
F194 | Cat No. 1822 110 Grade GF/C Diameter 110 pk of 100 NO. Whatman | 12470
F195 | Cat No. 1822 125 Grade GF/C Diameter 125 pk of 100 NO. Whatman | 15270
F196 | Cat No. 1822 150 Grade GF/C Diameter 150 pk of 100 NO. Whatman | 21030
GF / D
F197 | Cat No. 1823-025 Grade GF/D Diameter 25 pk of 100 NO Whatman | 3720
F198 | Cat No. 1823-047 Grade GF/D Diameter 47 pk of 100 NO Whatman | 7350
F199 | PM 2.5 Air Monitoring Membrane 7592-104 PKT OF 50 | 18100
GLASS MICROFIBRE THIMBLES
F200 | Cat No. 2814199 Diameter 19X90 pk of 25 NO. Whatman | 20320
| WHATMAN - CHROMATOGRAGHY | GLOSIL
Pure Cellulose Sheets & Reels
1 Chr (0.18mm) thickness
F201 | Cat No. 3001845 Size(mm) 100X300 Micro granular 100 Sheets Whatman | 6210
F202 | Cat No. 3001861 Size(mm) 200X200 Micro granular 100 Sheets Whatman | 7660
F203 | Cat No. 3001878 Size(mm) 250x250 Micro granular 100 Sheets Whatman | 12000
F204 | Cat No. 3001917 Size(mm) 460x570 Micro granular 100 Sheets Whatman | 26250
F205 | Cat No. 3001931 Size(mm) 580x680 Micro granular 100 Sheets Whatman | 40300
F206 | Cat No. 3001604 Size(mm) 10X100m Micro granular Reels Whatman | 2870
F207 | Cat No. 3001640 Size(mm) 30X100m Micro granular Reels Whatman | 5110
F208 | 2 Chr (0.18 mm Thickness)
F209 | Cat No. 3002917 Size(mm) 460x570 Micro granular 100 Sheets Whatman | 37670
F210 | 3 Chr (0.34 mm Thickness)
F211 | Cat No. 3003917 Size(mm) 460x570 Micro granular 100 Sheets Whatman | 63630
| WHATMAN - NYLON MEMBRANE Discount 25% | GLOSIL
F212 | Cat No 7402001 NYLON MEMBRANE 13mm 0.2um pk 100 Whatman | 10640
F213 | Cat No 7402002 NYLON MEMBRANE 25 mm 0.2um pk 100 Whatman | 10670
F214 | Cat No 7402004 NYLON MEMBRANE 47 mm 0.2um pk 100 Whatman | 8080
F215 | Cat No 7404001 NYLON MEMBRANE 13 mm 0.45um pk 100 Whatman | 10640
F216 | Cat No 7404002 NYLON MEMBRANE 25 mm 0.45um pk 100 Whatman | 12020
F217 | Cat No 7404004 NYLON MEMBRANE 47 mm 0.45um pk 100 Whatman | 10270
| WHATMAN - CELLULOSE NITRATE MEMBRANE Discount 25% | GLOSIL
F218 | Cat No 7182001 CELLULOSE NITRATE MEMBRANE 13mm 0.2um pk 100 Whatman | 11390
F219 | Cat No 7182002 CELLULOSE NITRATE MEMBRANE 25 mm 0.2um pk 100 Whatman | 6750
F220 | Cat No 7182004 CELLULOSE NITRATE MEMBRANE 47 mm 0.2um pk 100 Whatman | 4880
F221 | Cat No 7184001 CELLULOSE NITRATE MEMBRANE 13 mm 0.45um pk 100 Whatman | 9520
F222 | Cat No 7184002 CELLULOSE NITRATE MEMBRANE 25 mm 0.45um pk 100 Whatman | 9520
F223 | Cat No 7184004 CELLULOSE NITRATE MEMBRANE 47 mm 0.45um pk 100 Whatman | 4730
| WHATMAN - PM2.5 / LENS ClEANNING TISSUE / QM A / BENCHKOTE | GLOSIL
F224 | Cat No 1825-047 GF/F Glass Circles, 47mm 100/pk Whatman | 12920
F225 | Cat No1825-025 GF/F Glass Circles, 25mm 100/pk Whatman | 6340
F226 | Cat No 1851-025 QM-A Quartz Circles, 25mm 100/pk Whatman | 16330
F227 | Cat No 1851-037 QM-A Circles, 37mm 100/pk Whatman | 20600
F228 | Cat No 1851-047 QM-A Circles, 47mm 100/pk Whatman | 21960
F229 | Cat No 7592-104 PM2.5 Membrane, PTFE 46.2mm with support ring, sequentially numbered 50/pk Whatman | 18100
F230 | Cat No 2017-006 Antibiotic Assay Discs, 6mm 1000/pk Whatman | 10060
F231 | Cat No 2105-841 105 Sheets, Lens Cleaning Tissue, 100 x 150mm, 25 wallets of 25 sheets 25/pk Whatman | 7390
F232 | Cat No 2105-862 105 Sheets, Lens Cleaning Tissue, 200 x 300mm 100/pk Whatman | 2480
F233 | Cat No 2300-772 Benchkote Surface Protector, Reel, 920mm x 50 metres 1/pk Whatman | 36110
F234 | Cat No 2300-916 Benchkote Surface Protector, Sheets, 460 x 570mm 50/pk Whatman | 5710
F235 | Cat No 2301-6150 Benchkote Plus Surface Protector, Sheets, 500 x 600mm 50/pk Whatman | 10580
F236 | Cat No 2301-6160 Benchkote Plus Surface Protector, Reel, 600mm x 50 metres 1/pk Whatman | 17280
F237 | Cat No 2814-199 Glass Thimbles, HPGF, 19 x 90mm 25/pk Whatman | 20320
F238 | Cat No 10370394 GF10 , 50mm x 100m Core25mm 1/pk Whatman | 155490
| WHATMAN - Specimen Collection Devices (903 DBS Cards) | GLOSIL
F239 | Cat No 10534612 903 PROTEINSAVER US 100/PK Whatman | 16910
F240 | Cat No 10535097 903 Sheets 210 x 297mm 100/pk Whatman | 36130
F241 | Cat No 10538017 903 Sheets 46 x 57cm 100/pk Whatman | 77700
F242 | Cat No 10538018 903 Sheets 58 x 58cm 100/pk Whatman | 64640
| WHATMAN - MEMBRANE FILTER Discount 25% | GLOSIL
F243 | Cat No 10406871 ME25/21 ST Membrane Circles white, Mixed esters,0.45µm, 3.1 black grid, sterile, 47mm 1000/pk Whatman | 39530
F244 | Cat No 13406870 ME25/21 ST V Membrane Circles white, Mixed esters, 0.45µm, 3.1 black grid, sterile, 47mm 100/pk Whatman | 2770
| WHATMAN - SYRINGE FILTERS (NON STERILE) | GLOSIL
F245 | Cat No 9909-1302 UNIFLO 13/0.2 PVDF 500/PK Whatman | 13370
F246 | Cat No 9909-1304 UNIFLO 13/0.45 PVDF 500/PK Whatman | 13370
F247 | Cat No 9909-2502 UNIFLO 25/0.2 PVDF 500/PK Whatman | 21980
F248 | Cat No 9909-2504 UNIFLO 25/0.45 PVDF 500/PK Whatman | 20410
F249 | Cat No 9910-1302 UNIFLO 13/0.2 NYL 500/PK Whatman | 13230
F250 | Cat No 9910-1304 UNIFLO 13/0.45 NYL 500/PK Whatman | 13580
F251 | Cat No 9910-2502 UNIFLO 25/0.2 NYL 500/PK Whatman | 15700
F252 | Cat No 9910-2504 UNIFLO 25/0.45 NYL 500/PK Whatman | 15700
F253 | Cat No 9911-1302 UNIFLO 13/0.2 PTFE 500/PK Whatman | 15690
F254 | Cat No 9911-1304 UNIFLO 13/0.45 PTFE 500/PK Whatman | 15690
F255 | Cat No 9911-2502 UNIFLO 25/0.2 PTFE 500/PK Whatman | 21330
F256 | Cat No 9911-2504 UNIFLO 25/0.45 PTFE 500/PK Whatman | 22400
F257 | Cat No 9912-1302 UNIFLO 13/0.2 PES 500/PK Whatman | 19370
F258 | Cat No 9912-1304 UNIFLO 13/0.45 PES 500/PK Whatman | 19370
F259 | Cat No 9912-2502 UNIFLO 25/0.2 PES 500/PK Whatman | 19370
F260 | Cat No 9912-2504 UNIFLO 25/0.45 PES 500/PK Whatman | 19370
| WHATMAN SYRINGE FILTERS STERILE | GLOSIL
F261 | Cat No 9913 2502 UNIFLO 25 mm 0.22 PVDF Strtile Pak of 45 Whatman | 3160
F262 | Cat No 9913 2504 UNIFLO 25 mm 0.45 PVDF Strtile Pak of 45 Whatman | 3160
F263 | Cat No 9914 2502 UNIFLO 25 mm 0.22 PES Strtile Pak of 45 Whatman | 3160
F264 | Cat No 9914 2504 UNIFLO 25 mm 0.45 PES Strtile Pak of 45 Whatman | 3160
F265 | Cat No 9915 2502 UNIFLO 25 mm 0.22 PES Strtile Pak of 200 Whatman | 14120
F266 | Cat No 9915 2504 UNIFLO 25 mm 0.45 PES Strtile Pak of 200 Whatman | 14120
F267 | Cat No 9916 2502 UNIFLO 13 mm 0.22 PES Strtile Pak of 100 Whatman | 7000
F268 | Cat No 9916 2504 UNIFLO 13 mm 0.45 PES Strtile Pak of 100 Whatman | 7000
| FILTER HOLDER - GLOLAB | GLOSIL
F269 | Stainless steel Funnel Type 47MM / 300ml capacity without Filter flask | 3000
F270 | Filter Holder 47 MM 3 IN 1 SET W/O S.S HOLDER (47 mm/300 ml) | 15000
F271 | Glass With Filter Flask & Clamp 47MM with B40 joint and filter flask GLOLAB | 3500
| Spare Glass filter holder 47MM FLASK B-40 GLOLAB | 1500
| Glass With Filter Flask & Clamp 47MM GL-45 with cap & adaptor 300ml, alluminium cap GLOLAB | 3500
F272 | Spare Glass filter holder 47MM with Plastic adaptor GLOLAB | 2250
SDI KIT
| Filter Holder All Glass 47 mm ,Vacuum Pump Oil Free TID 15(1/20hp) ,Whatman Cat.no. 13406870, 47mm dia 0.45um, 5 meter silicon tube 8/11 | 12020
SILT DENSITY INDEX
| SDI KIT MINI WITH FILTRATION UNIT, 47MM MEMBRANES, BALL VALVE, GAUGE AND REGULATOR without Vacuum Pump | 16000 | Online
TSS KIT
| Filter Holder All Glass 47 mm ,Vacuum Pump Oil Free TID 15 ,Whatman GF/A (1.6) & GF/C 47MM (1.2um) & 934-AH (1.5) 5 meter silicon tube 8/11 | POR | Online
FUME HOOD
| GVF 0900 Fume Exhaust Hood G I sheet powder coated working size 3 x 2 x 2 | 97500
| GVF 1200 Fume Exhaust Hood G I sheet powder coated working size 4 x 2 x 2 | 122500
| GVF 1500 Fume Exhaust Hood G I sheet powder coated working size 5 x 2 x 2 | 156250
| FOGTECH ULV FOGGERS | GLOSIL
F273 | FOGTECH NEO ABS housing and HDPE Tank,Tank Capacity 8 Ltrs Mechanical Timer 1-60 Minutes | 22000
F274 | FOGTECH NEO MAXX ABS housing and SS 304 Grade Tank,Tank Cap 6 Ltrs Mechanical Timer 1-60 Minutes | 25380
F275 | FOGTECH PRO Complete SS 304 Grade Tank,Capacity 6 Ltrs Mechanical Timer 1-60 Minutes | 27750
F276 | FOGTECH ADVANCE Complete Stainless Steel 304 Grade Tank,Tank Capacity 6 Ltrs Digital Timer 1-99 Minutes with Delay Timer for Operator Safety | 29000
| FRYING OIL MONITOR - ATAGO | GLOSIL
F277 | Model DOM-24 used to periodically check and monitor the quality of oil, Total Polar Materials(TPM): 0.5 to 40.0% Acid Value(AV): 0.00 to 9.99,Temp.: +0 to +225°C (In continuous mode +0 to +180°C) | 43500

## G
G
| GLASS DESICCATORS CHINA MAKE | GLOSIL
KNOBBLED COVER,PORCELINE PLATE China
G1 | Desiccator China Make Glass Plain 100mm | 800
G2 | Desiccator China Make Glass Plain 120mm | 900
G3 | Desiccator China Make Glass Plain 150mm | 1035
G4 | Desiccator China Make Glass Plain 180mm | 1700
G5 | Desiccator China Make Glass Plain 210mm | 2500
G6 | Desiccator China Make Glass Plain 240mm | 3250
G7 | Desiccator China Make Glass Plain 300mm | 4275
G8 | Desiccator China Make Glass Plain 400mm | 9000
G9 | Vaccum Desiccator Glass Amber colour 150mm | 3500
G10 | Vaccum Desiccator Glass Amber colour 210mm | 5750
| GLASS VACCUM DESICCATOR | GLOSIL
G11 | Vaccum Desiccator Glass 120mm | 1350
G12 | Vaccum Desiccator Glass 150mm | 1800
G13 | Vaccum Desiccator Glass 210mm | 2500
G14 | Vaccum Desiccator Glass 240mm | 4500
G15 | Vaccum Desiccator Glass 300mm | 6750
| GLASS BEADS (PER BOTTLE 500 GMS) | GLOSIL
G16 | Glass Beads (Per Bottle 500 gms) 1mm | 350
G17 | Glass Beads (Per Bottle 500 gms) 2mm | 300
G18 | Glass Beads (Per Bottle 500 gms) 3mm | 300
G19 | Glass Beads (Per Bottle 500 gms) 4mm | 300
G20 | Glass Beads (Per Bottle 500 gms) 5mm | 250
G21 | Glass Beads (Per Bottle 500 gms) 6mm | 225
G22 | Glass Beads (Per Bottle 500 gms) 8mm | 350
| GERBER CENTRIFUGE FOR MILK | GLOSIL
G23 | Gerber Centrifuge electrical for Milk Butymeter mini for 8 tests | 8250
G24 | Gerber Centrifuge electrical for Milk Butymeter mini for 12 tests | 9000
| Gerber Centrifuge electrical for Milk Butymeter mini for 24 tests | 11500
R-86 for R-8k Centrifuge REMI with R86 Head SEE "C" Centrifuge REMI
| GAS ANALYSERS - TESTO | GLOSIL
G25 | Testo 317-3 CO Monitor 3 years warranty on CO sensor, Adjustable alarm threshold, CO zeroing at site, No initialization phase, instrument ready to operate immediately | POR
G26 | Testo 316-2 Gas Leak Detector Detects CH4,C3H8,H2, Optical and audible alarm, Trend display shows maximum leakage, Integrated pump, flexible measurement probe in accessible places | POR

## H
H
` | HOT AIR OVEN - GLOVISION | GLOSIL
Double walled Outer body made of heavy gauge mild steel. Sufficient glass wool insulation. Complete with pilot lamps, rotary switch to work on 230 Volts AC, Provided with expanded metal Shelves, plug, ord and connector. Thermostat control temp Ambient Range to 250'C Inner SS With Outer MS Power Coated Body
H1 | GV-OVEN-12 Chamber size 300x300x300mm 12”x12”x12”, capacity 28 Ltr, 750 Rating Shelves Analog Regulator Temp. | 11500
H2 | GV-OVEN-12 DIGI 12”x12”x12” with Digital Temperature Controller | 17500
H3 | GV-OVEN-12 DIGI & FAN 12”x12”x12” with Digital Temperature Controller and Fan for Circulating air | 22000
H4 | GV-OVEN-14 Chamber Size 355x355x355mm 14”x14”x14”, capacity 45 Ltr, 1000 Rating 2 Shelves Analog Regulator Temp. | 16500
H5 | GV-OVEN-14 DIGI 14”x14”x14” with Digital Temperature Controller | 22000
H6 | GV-OVEN-14 DIGI & FAN 14”x14”x14” with Digital Temperature Controller and Fan for Circulating air | 27500
H7 | GV-OVEN-18 Chamber size 455x455x455mm 18”x18”x18” capacity 95 Ltr, 1500 Rating, 2 Shelves, Analog Regulator Temp. | 21000
H8 | GV-OVEN-18 DIGI 18”x18”x18 with Digital Temperature Controller | 26500
H9 | GV-OVEN-18 DIGI & FAN 18”x18”x18 with Digital Temperature Controller and Fan for Circulating air | 32000
H10 | GV-OVEN- 24 Inner Chamber 605x605x605mm 24”x24”x24” capacity 224 Ltr, 2200 Rating, 3 Shelves Analog Regulator Temp. | 33000
H11 | GV-OVEN-24 DIGI 24”x24”x24” with Digital Temperature Controller | 38500
H12 | GV-OVEN-24 DIGI & FAN 24”x24”x24” with Digital Temperature Controller and Fan for Circulating air | 44000
| HOT AIR OVEN - REMI | GLOSIL
H13 | RDHO-50 DryHot Air Oven (50 liters) with temperature setting from RT + 10°C up to +300°C | 67400
H14 | RDHO-80 DryHot Air Oven (80 Liters) with temperature setting from RT + 10°C up to +300°C | 78100
| HOT PLATE - GLOVISION | GLOSIL
H15 | GV-HP-8 MS Hot Plate8” Dia (1000W) M.S. (Energy Regulator) | 2750
H16 | GV-HP-9 MS Hot Plate9” Dia (1000W) M.S. (Energy Regulator) | 3300
H17 | GV-HP-12 MS Hot Plate12” Dia (1500W) M.S. (Energy Regulator) | 4100
H18 | GV-HP(10x12) MS Hot Plate10x12 (1000W) M.S. (Energy Regulator) | 4750
H19 | GV-HP(10x12) MS Hot Plate10x12 (1000W) M.S. (Energy Regulator) | 4750
H20 | GV-HP(12x18) MS Hot Plate12x18 (2000W) M.S. (Energy Regulator) | 6500
H21 | GV-HP(18x24) MS Hot Plate18x24 (4000W) M.S. (Energy Regulator) | 12000
H22 | GV-HP-8 MS DIGI Hot Plate 8" Digital Controller MS BODY | 8700
H23 | GV-HP(12x18) MS DIGI Hot Plate12X18" Digital Controller M.S Digital | 12500
H24 | GV-HP-7 MS Hot Plate7" [ ORDINARY] M.S Body Commercial | 1500
H25 | GV-HP-8 SS Hot Plate 8” Dia (1000W) S.S. (Energy Regulator) | 4200
H26 | GV-HP-9 SS Hot Plate9” Dia (1000W) S.S. (Energy Regulator) | 5500
H27 | GV-HP-12 SS Hot Plate12” Dia (1500W) S.S. (Energy Regulator) | 6750
H28 | GV-HP(10x12) SS Hot Plate10x12 (1000W) S.S. (Energy Regulator) | 6750
H29 | GV-HP(10x16) SS Hot Plate10x16 (1500W) S.S. (Energy Regulator) | 7200
H30 | GV-HP(12x18) SS Hot Plate12x18 (2000W) S.S. (Energy Regulator) | 8000
H31 | GV-HP(12x24) SS Hot Plate12x24 (4000W) S.S. (Energy Regulator) | 17000
H32 | GV-HP-8 SS DIGI Hot Plate 8" Digital Controller SS body | 10000
H33 | GV-HP(10x12) SS DIGI Hot Plate 10x12 Digital Controller SS Body | 12750
H34 | GV-HP(12x18) SS DIGI Hot Plate12x18" SS Top Digital Controller | 16250
| HEATING MANTLE - GLOVISION | GLOSIL
H35 | GV-HM-50 Heating Mantels Capacity 50ml | 1700
H36 | GV-HM-100 Heating Mantels Capacity 100ml | 1800
H37 | GV-HM-250 Heating Mantels Capacity 250ml | 1900
H38 | GV-HM-500 Heating Mantels Capacity 500ml | 2000
H39 | GV-HM-1000 Heating Mantels Capacity 1000ml | 2200
H40 | GV-HM-2000 Heating Mantels Capacity 2000ml | 2500
H41 | GV-HM-3000 Heating Mantels Capacity 3000ml | 3400
H42 | GV-HM-5000 Heating Mantels Capacity 5000ml | 3800
H43 | GV-HM-10000 Heating Mantels Capacity 10000ml | 4800
H44 | GV-HM-20000 Heating Mantels Capacity 20000ml | 6800
H45 | Spare Mantel 50ml | 550
H46 | Spare Mantel 100ml | 600
H47 | Spare Mantel 250ml | 700
H48 | Spare Mantel 500ml | 825
H49 | Spare Mantel 1000ml | 950
H50 | Spare Mantel 2000ml | 1100
H51 | Spare Mantel 3000ml | 1325
H52 | Spare Mantel 5000ml | 1960
H53 | Spare Mantel 10000ml | 3030
H54 | Spare Mantel 20000ml | 3700
| HEATING MANTLE ECONOMY [ AGAINST ORDER ] | GLOSIL
H55 | Heating Mantle 250ml Economy | 1100
H56 | Heating Mantle 500ml Economy | 1200
H57 | Heating Mantle 1000ml Economy | 1300
| HYDROMETERS PERCENTAGE% - GLOSIL | GLOSIL
H58 | CAUSTIC % in 30-35, 35-40, 40-45, 45-50 % any type | 525
H59 | CAUSTIC percentage meter 30-50% | 245
H60 | SULPHURIC 60-80%, 80-98%, 65-75% | 245
H61 | HYDROCLORIC % Meter 25-35% | 245
H62 | NITRIC % 50-75%, 75-100% | 245
H63 | ACETIC ACID % 90-100% | 245
H64 | LIQUOR AMMONIA % 0-10, 10-26% | 245
H65 | HYDROGEN PEROXIDE % 30-50% | 350
H66 | SALINOMETER (BRINOMETER) | 450
H67 | CARTIER 10-44 | 225
H68 | LATEXOMETER | 325
| HYDROMETER - GLOSIL | GLOSIL
SPECIFIC GRAVITY,BAUME,BRIX,SOIL,SALINO,ALCOHOL,SIKES,TWADDEL INDIAN
H69 | Hydrometer Range SP,Gravity 1.000-2.000 (0-70) (For Heavy Liquid) | 110
H70 | Hydrometer Range SP,Gravity 0.700 - 1.000 (10-70) (For Heavy Light Liquid) | 130
H71 | Hydrometer Range SP,Gravity 1.000 - 1.500 (0-70) (For Heavy Liquid bulb type) | 190
H72 | Hydrometer Range SP,Gravity 1.500 - 2.000 & BE | 130
H73 | Hydrometer Range SP,Gravity 1.000 - 1.300 & BE | 150
H74 | Hydrometer 0.002 Range SP,Gravity 0.600 - 0.800 | 175
H75 | Hydrometer 0.002 Range SP,Gravity 0.800 - 1.000 | 130
H76 | Hydrometer 0.002 Range SP,Gravity 1.000 - 1.200 | 130
H77 | Hydrometer 0.002 Range SP,Gravity 1.200 - 1.400 | 130
H78 | Hydrometer 0.002 Range SP,Gravity 1.400 - 1.600 | 130
H79 | Hydrometer 0.002 Range SP,Gravity 1.600 - 1.800 | 225
H80 | Hydrometer 0.002 Range SP,Gravity 1.800 - 2.000 | 225
H81 | Hydrometer 0.001 Range SP,Gravity 0.600 - 0.700 | 225
H82 | Hydrometer 0.001 Range SP,Gravity 0.700 - 0.800 | 130
H83 | Hydrometer 0.001 Range SP,Gravity 0.800 - 0.900 / 0.900 - 1.000 | 130
H84 | Hydrometer 0.001 Range SP,Gravity 1.000 - 1.100 | 130
H85 | Hydrometer 0.001 Range SP,Gravity 1.100 - 1.200 | 130
H86 | Hydrometer 0.001 Range SP,Gravity 1.200 - 1.300 | 130
H87 | Hydrometer 0.001 Range SP,Gravity 1.300 - 1.400 | 130
H88 | Hydrometer 0.001 Range SP,Gravity 1.400-1.500 | 130
H89 | Hydrometer 0.001 Range SP,Gravity 1.500-1.600 | 130
H90 | Hydrometer 0.001 Range SP,Gravity 1.600 - 1.700 | 225
H91 | Hydrometer 0.001 Range SP,Gravity 1.700 - 1.800 | 225
H92 | Hydrometer 0.001 Range SP,Gravity 1.800 - 1.900 | 225
H93 | Hydrometer 0.001 Range SP,Gravity 1.900 - 2.000 | 225
H94 | Hydrometer 0.005 Range SP,Gravity 0.600 - 0.650 | 225
H95 | Hydrometer 0.005 Range SP,Gravity 0.650 - 0.700 | 225
H96 | Hydrometer 0.005 Range SP,Gravity 0.700 - 0.750 | 175
H97 | Hydrometer 0.005 Range SP,Gravity 0.750 - 0.800 | 175
H98 | Hydrometer 0.005 Range SP,Gravity 0.800 - 0.850 | 175
H99 | Hydrometer 0.005 Range SP,Gravity 0.850 - 0.900 | 175
H100 | Hydrometer 0.005 Range SP,Gravity 0.900 - 0.950 | 175
H101 | Hydrometer 0.005 Range SP,Gravity 0.950 - 1.000 | 175
H102 | Hydrometer 0.005 Range SP,Gravity 1.000 - 1.050 | 225
H103 | Hydrometer 0.005 Range SP,Gravity 1.050 - 1.100 | 225
H104 | Hydrometer 0.005 Range SP,Gravity 1.100 - 1.150 | 225
H105 | Hydrometer 0.005 Range SP,Gravity 1.150 - 1.200 | 225
H106 | Hydrometer 0.005 Range SP,Gravity 1.200 - 1.250 | 225
H107 | Hydrometer 0.005 Range SP,Gravity 1.250 - 1.300 | 225
BAUME Hydrometer
H108 | Hydrometer 0 - 10 | 130
H109 | Hydrometer 10 - 20 | 130
H110 | Hydrometer 20-30 | 130
H111 | Hydrometer 30-40 | 130
H112 | Hydrometer 40-50 | 130
H113 | Hydrometer 50-60 | 130
H114 | Hydrometer 60-70 | 130
H115 | Hydrometer 0-20 | 130
H116 | Hydrometer 20-40 | 130
H117 | Hydrometer 40-60 | 130
H118 | Hydrometer 0-30 | 130
H119 | Hydrometer 30-60 | 130
H120 | Hydrometer 0-40 | 130
H121 | Hydrometer 0-50 | 130
BRIX Hydrometer
H122 | BRIX Hydrometer 0-10 | 180
H123 | BRIX Hydrometer 10-20 | 180
H124 | BRIX Hydrometer 20-30 | 180
H125 | BRIX Hydrometer 0-30 | 180
H126 | BRIX Hydrometer 30-40 | 180
H127 | BRIX Hydrometer 30 - 60 | 180
H128 | BRIX Hydrometer 40 - 50 | 180
H129 | BRIX Hydrometer 50 - 60 | 180
H130 | BRIX Hydrometer 60 - 70 | 225
H131 | BRIX Hydrometer 60 - 90 | 180
BRIX With Thermo
H132 | BRIX With Thermo 0 - 10 | 550
H133 | BRIX With Thermo 10 - 20 | 550
H134 | BRIX With Thermo 20 - 30 | 550
H135 | BRIX With Thermo 0 - 30 | 550
H136 | BRIX With Thermo 30 - 60 | 550
H137 | BRIX With Thermo 60 - 90 | 550
SOIL Hydrometer
H138 | SOIL Hydrometer 0.995 TO 1.030 | 425
Alcohol Meter
H139 | 0-100% Alcoholometer Gay Lussac | 100
LACTOMETER / URINOMETER GLASS HYDROMETERS
H140 | 1.000-1.040 Lactometer with jar | 80
H141 | 1.000-1.040 Lactometer only | 65
H142 | 1.000-1.060 Urinometer with jar | 80
Sikes Hydrometers
H143 | Sikes 0 -20A | 410
H144 | Sikes 0 - 20 | 410
H145 | Sikes 20 - 40 | 410
H146 | Sikes 40 - 60 | 410
H147 | Sikes 60 - 80 | 410
H148 | Sikes 80 - 100 | 410
Barko Meter
H149 | Barko Meter 0 - 120 | 425
Twaddle
H150 | Twaddle No.1 (0 - 26) | 130
H151 | Twaddle No.2 (24 - 50) | 130
H152 | Twaddle No.3 (48 - 74) | 130
H153 | Twaddle No.4 (72 - 104) | 160
H154 | Twaddle No.5 (104 - 138) | 160
H155 | Twaddle No.6 (136 - 174) | 160
H156 | Battery Hydrometer Big Leimco-Range 1.100 to 1.300 specific Gravity | 195
H157 | Calibration Certificate by private for Hydrometer BAUME and Specific Gravity | 250
H158 | Calibration Certificate charges for Brix hydro With Thermometer
H159 | Calibration Certificate charges for Brix hydrrometer
H160 | Calibration Certificate charges for Sikes hydrrometer
| HYDROMETER - LEIMCO | GLOSIL
SPECIFIC GRAVITY,BAUME,BRIX,SOIL,SALINO,ALCOHOL,SIKES,TWADDEL INDIAN (LEIMCO / LIEMCO BRANDS) Any Available One
H161 | Hydrometer Range SP,Gravity 1.000-2.000 (0-70) LEIMCO | 210
H162 | Hydrometer Range SP,Gravity .700 - 1.000 LEIMCO | 210
H163 | Hydrometer Range SP,Gravity 1.000 - 1.500 LEIMCO | 250
H164 | Hydrometer Range SP,Gravity 1.500 - 2.000 LEIMCO | 250
H165 | Hydrometer 0.002 Range 0.600-.800 LEIMCO | 365
H166 | Hydrometer 0.002 Range 0.800 - 1.000 LEIMCO | 250
H167 | Hydrometer 0.002 Range 1.000 - 1.200 LEIMCO or 0.800 - 1.000 | 250
H168 | Hydrometer 0.002 Range SP,Gravity 1.200 - 1.400 LEIMCO | 250
H169 | Hydrometer 0.002 Range SP,Gravity 1.400 - 1.600 LEIMCO | 250
H170 | Hydrometer 0.002 Range SP,Gravity 1.600 - 1.800 LEIMCO | 365
H171 | Hydrometer 0.002 Range SP,Gravity 1.800 - 2.000 LEIMCO | 365
H172 | Hydrometer 0.001 Range 0.600 -.700 | 375
H173 | Hydrometer 0.001 Range 0.700 - .800 | 250
H174 | Hydrometer 0.001 Range 0.800 - 0.900 / 0.900 - 1.000 | 250
H175 | Hydrometer 0.001 Range 1.000 - 1.100 | 250
H176 | Hydrometer 0.001 Range 1.100 - 1.200 | 250
H177 | Hydrometer 0.001 Range 1.200 - 1.300 | 250
H178 | Hydrometer 0.001 Range 1.300 - 1.400 | 250
H179 | Hydrometer 0.001 Range 1.400-1.500 | 325
H180 | Hydrometer 0.001 Range 1.500-1.600 | 325
H181 | Hydrometer 0.001 Range 1.600 - 1.700 | 325
H182 | Hydrometer 0.001 Range 1.700 - 1.800 | 325
H183 | Hydrometer 0.001 Range 1.800 - 1.900 | 375
H184 | Hydrometer 0.001 Range 1.900 - 2.000 | 375
H185 | Hydrometer 0.001 Range 0.600 - 0.650 | 535
H186 | Hydrometer 0.001 Range 0.650 - 0.700 | 375
H187 | Hydrometer 0.001 Range 0.700 - 0.750 | 375
H188 | Hydrometer 0.001 Range 0.750 - 0.800 | 375
H189 | Hydrometer 0.001 Range 0.800 - 0.850 | 375
H190 | Hydrometer 0.001 Range 0.850 - 0.900 | 375
H191 | Hydrometer 0.001 Range 0.900 - 0.950 | 375
H192 | Hydrometer 0.001 Range 0.950 - 1.000 | 375
H193 | Hydrometer 0.001 Range 1.000 - 1.050 | 405
H194 | Hydrometer 0.001 Range 1.050 - 1.100 | 405
H195 | Hydrometer 0.001 Range 1.100 - 1.150 | 405
H196 | Hydrometer 0.001 Range 1.150 - 1.200 | 405
H197 | Hydrometer 0.001 Range 1.200 - 1.250 | 405
H198 | Hydrometer 0.001 Range 1.250 - 1.300 | 405
BAUME Hydrometer
H199 | Hydrometer 0 - 10 | 250
H200 | Hydrometer 10 - 20 | 250
H201 | Hydrometer 20-30 | 250
H202 | Hydrometer 30-40 | 250
H203 | Hydrometer 40-50 | 345
H204 | Hydrometer 50-60 | 345
H205 | Hydrometer 60-70 | 345
H206 | Hydrometer 0-20 | 265
H207 | Hydrometer 20-40 | 265
H208 | Hydrometer 40-60 | 265
H209 | Hydrometer 0-30 | 250
H210 | Hydrometer 30-60 | 265
H211 | Hydrometer 0-40 | 265
H212 | Hydrometer 0-50 | 265
H213 | Hydrometer 0-70 | 210
BRIX Hydrometer
H214 | BRIX Hydrometer 0-10 | 420
H215 | BRIX Hydrometer 10-20 | 420
H216 | BRIX Hydrometer 20-30 | 420
H217 | BRIX Hydrometer 0-30 | 365
H218 | BRIX Hydrometer 30-40 | 445
H219 | BRIX Hydrometer 30 - 60 | 365
H220 | BRIX Hydrometer 40 - 50 | 445
H221 | BRIX Hydrometer 50 - 60 | 500
H222 | BRIX Hydrometer 60 - 70 | 500
H223 | BRIX Hydrometer 60 - 90 | 435
H224 | BRIX Hydrometer 90-100 | 500
BRIX With Thermo
H225 | BRIX With Thermo 0 - 10 | 785
H226 | BRIX With Thermo 10 - 20 | 785
H227 | BRIX With Thermo 20 - 30 | 845
H228 | BRIX With Thermo 0 - 30 | 845
H229 | BRIX With Thermo 30 - 60 | 845
H230 | BRIX With Thermo 60 - 90 | 1000
SOIL Hydrometer
H231 | SOIL Hydrometer 0.995 TO 1.030 LEIMCO | 1000
Alcohol Meter
H232 | Alcohol Meter 0 - 100% (Gay Lucas) | 250
H233 | Alcohol Meter 90 - 100% | 875
H234 | Alcohol Meter 94 - 104 | 875
Sikes
H235 | Sikes 0 -20A | 585
H236 | Sikes 0 - 20 | 585
H237 | Sikes 20 - 40 | 620
H238 | Sikes 40 - 60 | 620
H239 | Sikes 60 - 80 | 620
H240 | Sikes 80 - 100 | 620
H241 | Sikes TABLE BOOK | 375
Barko Meter
H242 | Barko Meter 0 - 120 | 635
Twaddle
H243 | Twaddle No.1 (0 - 26) | 265
H244 | Twaddle No.2 (24 - 50) | 265
H245 | Twaddle No.3 (48 - 74) | 265
H246 | Twaddle No.4 (72 - 104) | 325
H247 | Twaddle No.5 (102 - 138) | 325
H248 | Twaddle No.6 (136 - 174) | 325
H249 | Twaddle No 7 (160-200) | 410
H250 | Battery Hydrometer Big Leimco-Range 1.100 to 1.300 specific Gravity | 395
H251 | Calibration Certificate by private for Hydrometer BAUME and Specific Gravity
H252 | Calibration Certificate charges for Brix hydro With Thermometer
H253 | Calibration Certificate charges for Brix hydrrometer
H254 | Calibration Certificate charges for Sikes hydrrometer
| LACTOMETER / URINOMETER - LEIMCO | GLOSIL
H255 | Lactometer Liemco/ Indian make 1.000 - 1.040 | 250
H256 | Urinometer 1.000 -1.060 / 0.001 | 410
| DN WITH LAB CERTIFICATE FOR 5 YEARS - LEIMCO | GLOSIL
H257 | DN M50 700-750 LEIMCO ,MUMBAI | 550
H258 | DN M50 800-850 LEIMCO ,MUMBAI | 550
H259 | Swastik Thermometer 50°C M (0.5) | 450
H260 | Oil Paste for Kaveri make | 115
H261 | Water Paste Kaveri make | 115
Density Kit Small
H262 | 2 Hydrometer ( 700 to 750 & 800 to 850), 1 no. Thermometer 50°C (0.5) with certificate and 1 measuring cylinder 500ml. Borosilicate glass and 1 each of water paste & oil pase | 3500
| LEIMCO - DN 'M' SERIES HYDROMETER | GLOSIL
H263 | DN Range 0.600 to 0.650 LEIMCO M-50(0.001) | 570
H264 | DN Range 0.650 to 0.700 LEIMCO M-50(0.001) | 380
H265 | DN Range 0.700 to 0.750 LEIMCO M-50(0.001) | 360
H266 | DN Range 0.750 to 0.800 LEIMCO M-50(0.001) | 360
H267 | DN Range 0.800 to 0.850 LEIMCO M-50(0.001) | 360
H268 | DN Range 0.850 to 0.900 LEIMCO M-50(0.001) | 380
H269 | DN Range 0.900 to 0.950 LEIMCO M-50(0.001) | 380
H270 | DN Range 0.950 to 1.000 LEIMCO M-50(0.001) | 380
| DN Range 1.000 to 1.050 LEIMCO M-50(0.001) | 570
| DN Range 1.0500 to 1.100 LEIMCO M-50(0.001) | 570
| LEIMCO - DN 'L' SERIES HYDROMETER | GLOSIL
H263 | DN Range 0.600 to 0.650 LEIMCO L-50(0.0005) | 640
H264 | DN Range 0.650 to 0.700 LEIMCO L-50(0.0005) | 580
H265 | DN Range 0.700 to 0.750 LEIMCO L-50(0.0005) | 580
H266 | DN Range 0.750 to 0.800 LEIMCO L-50(0.0005) | 580
H267 | DN Range 0.800 to 0.850 LEIMCO L-50(0.0005) | 580
H268 | DN Range 0.850 to 0.900 LEIMCO L-50(0.0005) | 580
H269 | DN Range 0.900 to 0.950 LEIMCO L-50(0.0005) | 580
H270 | DN Range 0.950 to 1.000 LEIMCO L-50(0.0005) | 580
| DN Range 1.000 to 1.050 LEIMCO L-50(0.0005) | 640
| DN Range 1.0500 to 1.100 LEIMCO L-50(0.0005) | 640
| CERTIFICATION FOR HYDROMETER | GLOSIL
| NABL CERTIFICATION FOR HYDROMETER | 1250
| CERTIFICATE BY PRIVATE PARTY FOR NATIONAL STANDARD FOR HYDROMETER | 350
| HEAMOMETER ROUND - TOP TECH | GLOSIL
H271 | Heamometer Round Top Tech full set | 500
| Round Tube Top Tech | 40
| HEAMOMETER - HBG | GLOSIL
H272 | Heamometer SAHLIS HBG Make complete set with comparator, round tube 20cm pipette brush | 800
H273 | Round Tube HBG Make | 100
H274 | 20 cm Pipette HBG Make | 100
| HEAMOMETER AND HEAMOCYTOMETER ACCESSORIES - TOP TECH | GLOSIL
H275 | RBC Pipette Top Tech | 70
H276 | WBC Pipette Top Tech | 70
H277 | 20cm Pipette Top Tech | 35
H278 | Wintrobe Tube Top Tech | 30
| HEAMOCYTOMETER SET - HBG | GLOSIL
H279 | Heamocytometer HBG with Counting Chamber, HBG WBC & RBC full set | 1500
| HEAMOMETER SUPERIOR | GLOSIL
H280 | Heamometer Superior | 1200
H281 | Round Tube HB | 150
H282 | 20 Pipette Superior | 225
H283 | WBC Superior | 375
H284 | RBC Superior | 375
H285 | ESR Tube Superior | 60
| HEAMOCYTOMETER ACCESSORIES | GLOSIL
H286 | Counting Chamber HBG Make | 1000
H287 | Counting Chamber ROHEM / TOP TECH | 1050
H288 | Counting Chamber CHINA | 425
H289 | Counting Chamber Accutek Brightline | 750
H290 | RBC and WBC Pipette HBG Make | 130
H291 | RBC and WBC Pipette SUPERIOR | 375
RBC and WBC Pipette JAYNA
20cm Pipette Top JAYNA
H292 | Wintrobe Tube HBG Make | 100
H293 | ESR Tube HBG Make | 60
| HEAMOCYTOMETER COMBINATION | GLOSIL
H294 | Accutek Chamber with HBG Pipette | 1025
H295 | Accutek Chamber with Indian Pipette | 925
H296 | Accutek Chamber with Top Tech Pipette | 975
H297 | China Chamber with HBG Pipette | 775
H298 | China Chamber with Indian Pipette | 625
H299 | China Chamber with Top Tech Pipette | 700
H300 | HBG Chamber with HBG Pipette | 1500
H301 | HBG Chamber with Indian Pipette | 1250
H302 | HBG Chamber with Superior Pipette | 1975
H303 | HBG Chamber with Top Tech Pipette | 1350
H304 | Rohem/Top Tech Chamber with HBG Pipette | 1450
H305 | Rohem/Top Tech Chamber with Indian Pipette | 1275
H306 | Rohem/Top Tech Chamber with Superior Pipette | 2000
H307 | Rohem/Top Tech Chamber with Top Tech Pipette | 1400
H308 | Weber Chamber with HBG Pipette | 2800
H309 | Weber Chamber with Superior Pipette | 3375
H310 | Weber Chamber with Top Tech Pipette | 2750
| HEMOGLOBIN METER DIGITAL - LABOHOLIC | GLOSIL
H311 | LH-113 Digital Haemoglobin Meter With finger touch zero setting, Memory for the storage of samples, 1 ml solution measurement. | 6000
H312 | LH-113-P Portable Haemoglobin Meter Portable and high performance digital hemoglobin meter is fully automated process. This provides easy,fast & highly accurate monitoring of haemoglobin. ln this the adjustment or calibration is not needed and ensures to provide results within 15seconds. 10 Testing strips, measuring range 5 "'25gm/dl, memory: 1000 test results, auto calibration. | 5500
H313 | Spare HB Strips (Pack of 50) | 1500
| HUMIDITY METER - TESTO | GLOSIL
H314 | Testo 622 Large Display Hygromete with Absolute Pressure Measures & displays % rH, °C/F, mBar,(abs), psychometric parameters, Displays date and time, Reminder alarm for calibration, visual alarms for both the channels with Max./Min.values | POR
H315 | Testo 623 Large Display Hygromete with History Function Measures & displays % rH, °C/F, mBar,(abs), psychometric parameters, Displays date and time, Displays history of measurement for the last 90 days, visual alarms for both the channels with Max./Min.values | POR
HIGH PRESSURE LIQUID CHROMATOGRAPH (HPLC)
H316 | LH-3201 High Pressure Liquid Chromatograph (HPLC) isocratic System with high pressure solvent delivery pump, Multi-wavelength UV Detector. Sample inject valve Rheodyne 7725i. LC Column (USA)with workstation software. Wavelength range 190-700 nm, Wavelength accuracy +lnm, spectral bandwidth 8nm, flow cell volume 8micro litre optical length-lOnm. (Imported) | 800000
| HEMATOLOGY ANALYZER AUTOMATIC - LABOHOLIC | GLOSIL
| LH-1290 Fully Automatic Hematology Analyzer (Double Chamber) for complete blood count Using Principle of electrical resistance for counting & SFT Method for HGB. Accurate & reliable results using digital filtering, blood cell overlap calibration dual way high pressure cleaning, to avoid aperture blocking. Electro hydraulic separation structure design alarm function, auto wiping/cleaning of sample needle. Large storage up to 30 thousand result with histogram. Easy operation using touch screen with 640x480 LCD Display. Automatic sample sipping, mixing testing & cleaning in Built thermal the printer and external printer Optional (Imported) | 366000

## I
I
| INCUBATORS - GLOVISION | GLOSIL
Double walled cabinet provided with glass wool insulation with thermostat control. Temp. range 5'C above ambient to 80'C with a variation of 0.5'C complete with glass front door,expanded metal Shelves,indicator lamps rotary ON/OFF switch,to work on 220volts AC. Temp. range 5'C above room temp. to 80'C.
I1 | GV-INC-12 Size Of Inner Chamber 300x300x300mm 12”x12”x12” Capacity 28 Ltr, 250 w Rating, 1 Shelves Analog Regulator Temp. | 12000
I2 | GV-INC-12 DIGI 12”x12”x12” with Digital Temperature Controller | 18000
I3 | GV-INC-12 DIGI & FAN 12”x12”x12” with Digital Temperature Controller and Fan for Circulating air | 22500
I4 | GV-INC-14 Size Of Inner Chamber 355x355x355mm 14”x14”x14” Capacity 45 Ltr, 250 w Rating, 2 Shelves Analog Regulator Temp. | 17000
I5 | GV-INC-14 DIGI 14”x14”x14” with Digital Temperature Controller | 22500
I6 | GV-INC-14 DIGI & FAN 14”x14”x14” with Digital Temperature Controller and Fan for Circulating air | 28000
I7 | GV-INC-18 Size Of Inner Chamber 455x455x455mm 18'x18”x18” Capacity 95 Ltr, 400 w Rating, 2 Shelves Analog Regulator Temp. | 21500
I8 | GV-INC-18 DIGI 18'x18”x18” with Digital Temperature Controller | 27000
I9 | GV-INC-18 DIGI & FAN 18'x18”x18” with Digital Temperature Controller and Fan for Circulating air | 32000
I10 | GV-INC-24 Size Of Inner Chamber 605x605x605mm 24”x24”x24”Capacity 224 Ltr, 750 w Rating, 3 Shelves Analog Regulator Temp. | 33500
I11 | GV-INC-24 DIGI 24”x24”x24” with Digital Temperature Controller | 39000
I12 | GV-INC-12 DIGI & FAN 24”x24”x24” with Digital Temperature Controller and Fan for Circulating air | 45000
| INCUBATORS - REMI | GLOSIL
I13 | RHI-50 Hot air Incubator with 50 Liters capacity & Temperature setting range from RT + 5°C up to +65°C | 54570
I14 | RHI-80 Hot air Incubator with 80 Liters capacity & Temperature setting range from RT + 5°C up to +65°C | 71690
| INCUBATORS - LOVIBOND | GLOSIL
LB38 | 2438210 TC 140 G THERMOSTATICALLY CONTROLLED CABINET LOVIBOND | 247160
| ION METER & ION ELECTRODES - EUTECH | GLOSIL
I15 | ECION70040S Eutech Ion 700 Meter With Integral Electrode Holder & 100/240 VAC Adapter. pH and Ion Electrodes to be ordered separately | 56700
I16 | ECION270042GS Eutech ION 2700 Meter With pH Electrode (ECFG7370101B), ATC Probe (PH5TEMB01P), Integral Electrode Holder, 100/240 VAC Adapter, RS232 cable, & pH Electrode Refill Solution. Ion Electrodes to be ordered separately | POR
I17 | ION Selective Electrodes ANTECH USA make with 500 ml Standard solution and Ion strength adjuster Price for One (FOR FLOURIDE, NITRATE, CHLORIDE, SODIUM ETC ANY ONE) | POR
| INCUBATOR COOLING PLUS SERIES(Against Order With Advance Payment) - REMI | GLOSIL
I18 | CI-6 Plus Capacity 200 litters, Temperature range 5°C to 60°C Microprocessor ( VS-02) LED | 181900
I19 | CI-6 Plus Capacity 200 litters, Temperature range 5°C to 60°C Microprocessor ( VS-02) LCD | 208650
I20 | CI-10 Plus Capacity 280 litters, Temperature range 5°C to 60°C Microprocessor ( VS-02 ) LED | 189400
I21 | CI-10 Plus Capacity 280 litters, Temperature range 5°C to 60°C Microprocessor ( VS-02 ) LCD | 218275
I22 | CI-12 Plus Capacity 370 liters, Temperature range 5°C to 60°C Microprocessor (VS-03) LED | 199025
I23 | CI-12 Plus Capacity 370 liters, Temperature range 5°C to 60°C Microprocessor (VS-03) LCD | 226850
I24 | VS-03 Servo controlled Voltage Stabilizer | 16050
I25 | VS-02 Servo controlled Voltage Stabilizer | 13900

## J
J
| JAR TEST APPARATUS - GLOVISION | GLOSIL
J1 | GV-JAR-2 Jar test apparatus with digital rpm & timer w/o glass beaker 2 test | 15500
J2 | GV-JAR-4 Jar test apparatus with digital rpm & timer w/o glass beaker 4 test | 19000
J3 | GV-JAR-6 Jar test apparatus with digital rpm & timer w/o glass beaker 6 test | 22000
JUNKER GAS CALORIMETER - GLOVISION
J4 | GV-JUNKER For estimation of Calorific value of gaseous fuels with volume meter. Complete supply with all Spares & Gas flow meter. | 140000
J5 | Installation charges for JUNKERS CALORIMETERS to be added separately with in chennai TamilNadu | 6000

## K
K
| KARL FISCHER TITRIMETER - LABOHOLIC | GLOSIL
K1 | LH-6310 Microprocessor K.F Moisture Titrator 7" inch Coloured Touch screen, Microprocessor Based with Printer Interface, User Friendly and Menu Driven Software, Direct Results in ppm, % and mg H2O on single display screen, Setup Data Storage Facility, Sample Data Storage Facility, 128x64 Graphical LCD, Batch-wise, Data-wise and Individual Result Data Printing, RS232/USB Interface (Optional), Measuring Range 10 ppm to 100% Moisture, Measuring method Karl fischer volumetric Titration method, Resolution of Titrant volume 0.01 ml, In built clock with date & time display, In built magnetic stirrer with adjustable speed, Dot Matrix Printer Interface. NEW ADDITION | 81250
K2 | LH-630 Microprocessor K.F Moisture Titrator (Graphical Display)with built-in magnetic stirrer, Auto computation of moisture in ppm, % age and mg H20, Simultaneous display of results in all three units, 1000 sample storage facility with batch no, Final result are flashed on 128*64 premium graphical LCD. Icon based Menu for easy navigation. K.F reagent dispensing by motor. | 60000
K3 | LH-63 Auto Karl Fishers Titrimeter Having array of LED's provided with inbuilt stirrer, auto zero burette,adjustable timer, dual platinum electrodes and other accessories. | 18500
KJELDHAL APPARATUS
| Combine unit with heating and glass parts 6 Test & 6 Regulator 800 ml Capacity | 55000

## L
L
| LUX METER - LUTRON / TESTO/ WORKZONE | GLOSIL
L1 | LX 101A LUTRON range 0 to 50000 LUX/One meter cable/Sensor with photodiode & Colour Correction Filters | 3400
L2 | LX 102 LUTRON range 0 to 50000 LUX Fl. Candle. Data Hold | 5900
L3 | LX 1102 LUTRON 0 to 4 Lakh LUX Large LCD Display with RS 232 Port / cable and software to be ordered separately. | 9500
L4 | LX 1108 LUX METER with four light selection with RS 232 port / cable and software to be ordered separately. | 11500
L5 | Testo-540 Light Intensity Meter(Lux Meter) , Large backlit LCD display, Wide range upto 99,999 Lux,With Hold,Max./Min.function | 9550
L6 | LX-101 Workzone LUX METER with built in sensor Range 1 - 50,000 Lux | 2000
| LAMP ULTRA VIOLET - UV GERMICIDAL TUBE - CLEAR | GLOSIL
L7 | 3 Feet 30 watts philips | 1250
L8 | 3 Feet 30 watts Osram Lamp | 900
L9 | 3 Feet 30 watts Indian Fittings with & without refelector Philips | 875
L10 | 1 1/2 Feet 15 watts Phillips | 750
L11 | 1 1/2 Feet 15 watts Indian Fittings with & without refelector Philips | 800
| LONGWAVE UV TUBES (CLEAR) 253 nm & SHORTWAVE (BLB) 360 nm | GLOSIL
L12 | 4 watts length 134.5mm (6") Phillips Clear Lamp | 425
L13 | 4 watts length 134.5mm (6") Phillips / Osram Black Lamp | 475
L14 | 6 watts length 210.5mm (9") Phillips / Osram Clear Lamp | 375
L15 | 6 watts length 210.5mm (9") Phillips / Osram Black Lamp | 440
L16 | 8 watts length 287 mm (12") Phillips Clear Lamp | 300
L17 | 8 watts length 287 mm (12") Osram Clear Lamp | 220
L18 | 8 watts length 287 mm (12") Phillips / Osram Black Lamp | 400
| 8 watts length 287 mm (12") OREVA FLOURESCENT TUBES | 150
L19 | 18 watts length 2 feet Phillips / Osram Black Lamp | 715
L20 | 18 watts length 2 feet Starlite | 450
L21 | 36 watts length 4 feet Phillips / Osram Clear Lamp | 1200
L22 | 36 watts length 4 feet Starlite | 600
L23 | Fitting Indian 8 watts length 287 mm (12") | 285
| LAMP - HALOGEN LAMP FOR MICROSCOPE/PROJECTORS/OHP & MV LAMP | GLOSIL
L24 | Halogen Lamp 15 v 150 w Philips | 270
L25 | Halogen Lamp 15 v 150 w Osram Lamp | 225
L26 | Halogen Lamp 6 v 20 w Philips | 180
L27 | Halogen Lamp 6 v 20 w Osram Lamp | 120
L28 | Halogen Lamp 6 v 10 w Philips | 205
L29 | Halogen Lamp 6 v 10 w Osram Lamp | 135
L30 | Halogen Lamp 12 v 20 w Philips | 1350
L31 | Halogen Lamp 12 v 20 w Osram Lamp | 1125
L32 | Halogen Lamp 12 v 20 w Type 12345 | 1350
L33 | Halogen Lamp 24 v 250 w Philips | 180
L34 | Halogen Lamp 24 v 250 w Osram Lamp | 120
L35 | Halogen Lamp 24 v 100 w Osram Lamp | 450
L36 | Halogen Lamp 24 v 150 w Philips | 180
L37 | Halogen Lamp 24 v 150 w Osram Lamp | 130
L38 | Halogen Lamp 24 v 600 w | 600
L39 | Halogen Lamp 12 v 50 w Philips | 190
L40 | Halogen Lamp 12 v 50 w Osram Lamp | 150
L41 | Halogen Lamp 15 v 50 w | 200
L42 | Halogen Lamp 15 v 50 w with Reflector Philips | 525
L43 | Halogen Lamp 15 v 50 w with Reflector Osram Lamp | 450
L44 | Halogen Lamp 24 v 250 w with Reflector Philips | 540
L45 | Halogen Lamp 24 v 250 w with Reflector Osram Lamp | 475
| LABORATORY JACK | GLOSIL
L46 | Laboratory Jacks MS Top 12x14 cms | 1500
L47 | Laboratory Jacks MS Top 20x20 cms | 2000
L48 | Laboratory Jacks MS Top 25x25 cms | 2250
L49 | Laboratory Jacks MS Top 30x30 cms | 3000
L50 | Laboratory Jacks SS Top 12x14 cms | 1750
L51 | Laboratory Jacks SS Top 20x20 cms | 4500
L52 | Laboratory Jacks SS Top 25x25 cms | 3500
L53 | Laboratory Jacks SS Top 30x30 cms | 5000
L54 | Laboratory Jacks SS Top 15x15 cms | 2275
| LABCOATS | GLOSIL
L55 | College school Lab coat made at Standard Quality (TC)
| Size S, M,L,XL any size Half Sleeve | 325
LAMINAR AIR FLOW - HORIZONTAL
Laminar Airflow system allows operation in sterile and particle free conditions because of the continuous flushing in the working area by a unidirectional and ultra filtered air flow, it assures a full product protection.
| GV 0600 Horizontal Laminar Air Flow working size 2 x 2 x 2 GI sheet with powder coated 304 SS surface | 68500
| GV 0900 Horizontal Laminar Air Flow working size 3 x 2 x 2 GI sheet with powder coated 304 SS surface | 80500
| GV 1200 Horizontal Laminar Air Flow working size 4 x 2 x 2 GI sheet with powder coated 304 SS surface | 94800
| VACUUM LEAK TESTER WITH DESICCATOR - GLOLAB | GLOSIL
L56 | G-VLT-201 Vacuum Leak Tester with Desiccator Vacuum Range 150 - 600 mmHg, Alphanumeric Keypad LAN, RS - 232 , External 80/40 column printer and 40 column built in mini Dot Matrix Printer | 82000
| LEAK TESTER NANO - GLOLAB | GLOSIL
L57 | G-NVLT-101 Leak Tester Apparatus (NANO) is designed with utmost precision using top notch quality material and advanced equipment. Comprises a polycarbonate desicators housing to sustain the vacuum for long time, can be released manually. Vacuum Range 550mmHg ±10mmHg, 4-digit LED display, push button (4 keys), High Quality vacuum guage. | 43000
| LEAK TEST APPARATUS - LABOHOLIC | GLOSIL
L58 | LH-75 Digital Leak Test Apparatus (12" DESICCATOR) with digit seven segment bright red LED display, programmable vacuum hold time up to 9999 secs. Extremely useful for packing industry and ideal for leak testingfor strips, blisters & sachets. Please specify the desiccator size while ordering. Supplied in S.S. 304 Cabinet. | 37500
| LACTOMETER …………………………………………………….. | REFER "H"

## M
M
| MELTING POINT APPARATUS - LABOHOLIC | GLOSIL
M1 | LH-108 Digital Melting Point Apparatus with resolution O.lºC to measure melting point, boiling point of solid and liquid samples. Temperature range 0-300ºCwith 411 TFTScreen & Camera. NEW | 49000
M2 | LH-109 Automatic Melting Point Apparatus (Graphical Display) a research grade instrument with 128x64 Graphical LCD display, Icon based navigation menu for ease of operation, Programmable Ramp rates (slow, medium and Rapid). Storage up to 1000 results, Quick Cooling with Integrated fans. Audio and Visual Indications for System Status, Range ambient to 300ºC, USB Interface to PC. Power 230V 210 % AC. | 30500
M3 | LH-115 Digital Melting Point Apparatus Within built Silicon Oil Bath and Stirrer Adjustable heating rate and stirrer speed. Range upto 275 º C with readability of 1ºC. | 18300
| MELTING POINT APPARATUS - GLOVISION | GLOSIL
| Melting Point Apparatus Aluminum Die cast | 2500
M4 | Melting Point Apparatus Regular | 3000
M5 | Melting Point Apparatus Digital | 10000
| MELTING POINT APPARATUS ECONOMY | GLOSIL
M6 | Melting Point Apparatus Economy | 1750
| MOISTURE BALANCE IR - GLOVISION | GLOSIL
M7 | IR Moisture Balance 5 gms | 17500
M8 | IR Moisture Balance 10 gms | 17500
M9 | IR Moisture Balance 25 gms | 17500
MOISTURE BALANCE ACCESSORIES - SPARES ONLY
| IR Moisture Tray Pkt of 80 (Spare Alluminium Foil Pan for Digital Balance ) | 4500
| Spare disposable Alluminium pan for Digital IR Moisture Balance | 60
| MOISTURE BALANCE - LABOHOLIC | GLOSIL
M10 | LH-76 Digital Moisture Balance with Weighing Range SOg, Readability lmg, Repeatability (3g samples) 0.20%, Minimum Sample Amount O.Sg, Advised Sample Amount 3-lOg, Heat up timel-99 minutes, 1 minute Interval,Temperature Program Standard Terminal Control Timing, Automatic, Heating Temperature Range 50-180ºC,Showing Content Moisture%, Solid%, Weight, Time, Data etc Heating Source Halogen Lamp Pan Size 100mm.Window matrix liquid crystal display (LCD) High precision heat insulation. Automatic peeling function. Halogen drying method. Highly accurate & stable. NEW | 67000
| MOISTURE BALANCE - SHIMADZU | GLOSIL
UniBloc Electronic Moisture Balance
M11 | Model MOC63u External cali, Display 1mg/0.001g, capacity 62g, pan size 95 mm | 160000
M12 | Model MOC120H External cali, Display 1mg/0.001, capacity 120g, pan size 130 mm | 525000
| MOISTURE ANALYZER - SAFFRON | GLOSIL
M13 | Model SES50MA Capacity 50g, Resolution 0.001g, Pan size 90mmØ, Touch Screen, Auto external calibration | 61750
| Model SES110MA Capacity 110g, Resolution 0.001g, Pan size 100mmØ, Touch Screen, Auto external calibration | 69500
M14 | Statistic Lab Data Printer | 18750
M15 | Density Kit for Solid | 12500
M16 | Density Kit for Liquid | 12500
M17 | WiFi Based 21 CRF with Ultimate Data saving | 39070
| MOISTURE METER SOIL - LUTRON | GLOSIL
M18 | Soil Moisture meter Lutron PMS 714 | 14100
M19 | Moisture Meter built in pins LUTRON Model PMS 713. Range 6 TO 40%, For Wood And 0-100% For cotton, Paper etc | 9500
M20 | Soil Moisture Meter VG 200 Digital | POR
| MOISTURE METER WOOD - LUTRON | GLOSIL
M21 | MS-7000 Wood moisture meter,Range: 9% to 30% moisture content, 9 matarial species groups in memory, Max. min. Data hold, Self-calibration, RS-232 interface | 12000
M22 | MS-7003 Digital and LED Iidicator, Range 0-40% for Wood And 0-100% Concrete and other material With Aditional sensor | 9500
| MOISTURE METER | GLOSIL
M23 | Moisture Meter for Grains in bags with 12” inserting Probe China made GMM 7821 Model Range 8 - 20 % | 4000
| Moisture Meter for Grains in bags with 12” inserting Probe China make GMM 7002 (or) Equvalent Model Range5 - 30 % | 4750
| AR991 Grain Moisture Meter Smart Sensor Measuring range: 7.5- (rapeseed, sesame, soybean meal, cotton), 0-50 (soybean, peanut), -50 (barley, rice, sorghum, watermelon seed), -55 (paddy, wheat), .5-50 (maize, fodder).Resolution 0.1% | 3000
M24 | Moisture Meter Digital 5 to 45% with built in pins handy China made for paper / wood etc. | 1250
| MOISTURE METER - TESTO | GLOSIL
| Testo 606-1 Wood/ Material Moisture meter 8.8 to 54.8 % by weight beech, spruce, larch, birch, cherry, walnut, 7.0 to 47.9 % by weight oak, pine, maple, ash-tree, douglas fir, meranti 0.9 to 22.1 % by weight cement screed, concrete 0.0 to 11.0 % by weight anhydrite screed 0.7 to 8.6 % by weight cement mortar 0.6 to 9.9 % by weight lime mortar, plaster 0.1 to 16.5 % by weight bricks | 7280
MOISTURE METER DIGITAL FOR GRAINS
Digital Moisture Meter measure % moisture in the grains and immediately indicates the result on LCD display. Just pour the sample and read % moisture. Deliver 1-2 weeks after confirming the grains name to measured.Made to order for 1-8 combination of grains. Please Specify Grains like Maize,Groundnut,Paddy,Rice,Sunflower,Etc.while ordering.
M25 | Moisture Meter Model DMA 1 for specific one grain | 7800
M26 | Moisture Meter Model DMA 2 for specific two grains | 8050
M27 | Moisture Meter Model DMA 3 for specific three grains | 8300
M28 | Moisture Meter Model DMA 4 for specific four grains | 8550
M29 | Moisture Meter Model DMA 5 for specific five grains | 8800
M30 | Moisture Meter Model DMA 6 for specific six grains | 9050
M31 | Moisture Meter Model DMA 7 for specific seven grains | 9300
M32 | Moisture Meter Model DMA 8 for specific eight grains | 9550
| MAGNETIC STIRRER - GLOVISION | GLOSIL
M33 | GV-1MLH Magnetic Stirrer 1 litre Capacity | 2100
M34 | GV-2MLH Magnetic Stirrer 2 litre Capacity | 2750
ROTAMANTEL REMI
| Heating Mantle With Magnetic Stirrer 1rml 1 Litre Capacity | 8400
| Heating Mantle With Magnetic Stirrer 2rml 2 Litre Capacity | 10200
| Heating Mantle With Magnetic Stirrer 3rml 3 Litre Capacity | 12400
| MAGNETIC STIRRERS - REMI | GLOSIL
REMI ML - Digital Speed Indicator & Without Hot Plate REMI MLH -Digital Speed Indicator & With Hot Plate
M35 | Magnetic Stirrer REMI MS-500 | 3500
M36 | Magnetic Stirrer REMI IML(1 Litre) | 6800
M37 | Magnetic Stirrer REMI IMLH | 8400
M38 | Magnetic Stirrer REMI 2ML | 7000
M39 | Magnetic Stirrer REMI 2MLH(2 Litter) | 9200
M40 | Magnetic Stirrer REMI 5ML(5 Liter) | 9000
M41 | Magnetic Stirrer REMI 5MLH | 11600
| MAGNETIC STIRRERS REMI PLUS SERIES | GLOSIL
M42 | MS800 PLUS Magnetic Stirrer 800 ml,Capacity Speed 1500 RPM Remi | 10800
M43 | 5 MLH PLUS Magnetic Stirrer with SS Hot Plate (Max.temp.340°C), LCD display of speed & temp with PT-1000 probe & Stand | 33000
M44 | 10 MLH PLUS Magnetic Stirrer with CERAMIC Hot Plate ( TEMP 550°C) LCD display of speed & temp with PT-1000 probe & stand | 56000
M45 | 15 MLH Plus Magnetic Stirrer with Allu. Alloy Plate temp. 450°C LCD display of speed & temp with external PT-1000 probe & stand | Discontinue
M46 | 20 ML Plus Magnetic stirrer 1500 RPM 20 Liter Capacity | 31500
M47 | MPS 1 Remi Microplate Shaker Speed Setting 300 to 800 RPM Suitable for Micro centrifuge tube 1.5 ml or 2.00 ml | 17500
| MECHANICAL STIRRERS - REMI | GLOSIL
M48 | Model RQ121/D Shaft dia in mm 8X250 Speed 200 - 2000 Rpm, Stirring capacity 10 Ltr, Speed Regulator with digital RPM | 10500
M49 | Model RQG121/D Shaft dia in mm 6X250, Speed 50 - 550 Rpm, Stirring capacity 5 Ltr, Speed Regulator Inbuilt with digital RPM | 13500
M50 | Model RQM122/R Shaft dia in mm 6X250, Motor HP 1/20hp, Speed 800 - 4000 Rpm, Stirring capacity 7Ltr Mount On | 8400
M51 | Model RQ122/D Shaft dia in mm 6X250, Motor HP 1/20hp Speed 800 - 4000 Rpm, Stirring capacity 7Ltr Remote | 10200
M52 | Model RQ 124A/D Shaft dia in mm 8X350, Motor HP 1/8HP Speed 300 - 4000 Rpm, Stirring capacity 20Ltr Remote | 12500
M53 | Model RQT124A/D Shaft dia in mm 8X350, Motor HP 1/8HP Speed 300 - 4000 Rpm, Stirring capacity 20Ltr Remote | 17000
M54 | Model RQ126/D Shaft dia in mm 10X450mm, Speed 120 - 2000 Rpm, Stirring capacity 25 Ltr, Remote with digital speed | 15500
M55 | Model RQ127/D Shaft dia in mm 8X240, Motor HP 1/8HP, Speed 300 - 6000 Rpm, Stirring capacity 8Ltr, Remote | 14600
M56 | Model RQ127A/D Shaft dia in mm 8X275, Motor HP 1/8HP, Speed 300 - 8000 Rpm, Stirring with 50 ml homogeniser | 14500
M57 | Model RQT127A/D Shaft dia in mm 8X275, Motor HP 1/8HP, Speed 300 - 8000 Stirring with 50 ml homogeniser | 18000
M58 | 5 ml or 10 ml capacity For homogeniser | 1400
M59 | 15 ml or 25 ml capacity For homogeniser | 1500
M60 | 50 ml or 100 ml capacity For homogeniser | 1800
M61 | Model RQT127/D Medium duty high speed Emulsifier with 1/8 Motor, Digital Speed Indicator & speed regulator. | 18500
M62 | Model RQ128/D Shaft dia in mm 8X310 Motor HP 1/20HP, Speed 50 - 150 Rpm Stirring capacity 3kgs, Remote | 18000
M63 | Model RQ128D/D Shaft dia in mm 12X450 Motor HP 1/2HP Speed 50 - 280 Rpm Stirring capacity 20kgs Remote | 25000
M64 | Model RQG128C/D Shaft dia in mm 10X450 Speed 50 - 500 Rpm Stirring capacity 20Lts Remote | 18000
M65 | Model RQ129/D Shaft dia in mm 10X550 Speed 100 - 1400 Rpm, Stirring capacity 50Ltr Remote with digital speed | 17000
M66 | Model RQG126/D Shaft dia in mm 8X450 Speed 50 - 750 Rpm Stirring capacity 15Ltr Remote with digital speed | 18500
M67 | Model RQG129/D Shaft dia in mm 10X550, Speed 50 - 550 Rpm, Stirring capacity 25Ltr, Remote with digital speed | 21000
M68 | Model RQ130B/D Shaft dia in mm 12X475, Motor HP 2/3HP, Speed 300 - 5000 Rpm, Stirring capacity 35Lts, Remote | 31000
M69 | Model RQ134L/D Shaft dia in mm 12X450, Motor HP 1/2HP, Speed 900 - 5000 Rpm, Stirring capacity 60Lts, Remote | 21000
M70 | Model RQ134 H/D Shaft dia in mm 12X450, Motor HP 2/3HP, Speed 500 - 5000 Rpm, Stirring capacity 80Lts, Remote | 23500
M71 | Model RQT134H/D Shaft dia in mm 12X450, Motor HP 2/3HP, Speed 500 - 5000 Rpm, Stirring capacity 80Lts, Remote | 31000
M72 | Model RQ140/D Shaft dia in mm 10X730, Speed 100 - 1400 Rpm, Stirring capacity 40Ltr, Frequency Drive | 54000
M73 | Model RQ140/DFP Shaft dia in mm 10X730, Speed 100 - 1400, Stirring capacity 40Ltr, Frequency Drive | 85000
| MECHANICAL STIRRERS REMI PLUS SERIES | GLOSIL
M74 | RQ 5 PLUS Mini Stirrer With Burshless DC Motor, LCD Display of Speed ( 5 litre Capacity ) | 15500
M75 | RQ-20 Plus Direct Drive Stirrer with brushless Motor, LCD Display of Speed & Torque (20 Letter Capacity), Speed 50 to 2200rpm | 60000
M76 | RQ-40 Plus Direct Drive Stirrer with brushless Motor,LCD Display of Speed & Torque (40 Letter Capacity) Speed 50 to 2200rpm | 72000
| MICROSCOPE - LABOMED | GLOSIL
M77 | Labomed VISION 2000 LED | 27500
| MICROSCOPE DISSECTING - RAYSCOPE | GLOSIL
M78 | RYS-2 Dissecting Monocular Microscope, heavy round cast iron base for greater stability, Eye piece pipe, knobs & lens holding arm,with black and white wide square glass stage size 85mm X 75mm having two stage clips. Magnification 10X and 20X, Illumination by Plano-concave refelector mirror fitted in fork for light refelection | 1225
M79 | RYS-3 Heavy round base providing convenience for lifting and movement.Smooth racks & pinion mechanism operated for easy working during dissection.Plano-concave mirror in fork provides illumination in day light or under artificial light. | 1950
| MICROSCOPE STUDENT & MEDICAL - RAYSCOPE | GLOSIL
Monocular, Eye piece Huygenian 15x,10X, Objective JIS Achro 10x, 40x(SL), 120mmx120mm mechanical stage with clip, Separate coarse and fine movement, Condenser Abbe N A 1.25 with IRIS diaphram,Palno concave mirror for light source, Optional LED sub stage
M81 | RYS-5 Student Microscope Fixed condenser, fixed Abbe N A 1.25 with IRIS diaphram | 3100
M82 | RYS-7 Student Microscope Movable condenser, movable Abbe N A 1.25 with IRIS diaphram | 3500
M83 | RYS-9 Medical Microscope Movable condenser, movable Abbe N A 1.25 with IRIS diaphram, with Blue filter & 100X | 6000
| MICROSCOPE MONOCULAR - RAYSCOPE | GLOSIL
M84 | RYS-20 Monocular Microscope, Monocular Tube, 45' Inclined,360' rotable, Wide field Eye piece 10X, Objective JIS 4x,10x, 40x(S) and 100x Oil(S), 140mmx140mm mechanical stage with cross travel 90(x) X 65mm (y) on ball bearing with coaxial controls, Separate coarse and fine movement, Movable abbe condenser N A 1.25 with asperic lens, IRIS diaphram, Illumination system LED or Halogen | 8400
M85 | RYS-Infystar Monocular Reasearch Microscope, Monocular head 45' Inclined, 360' Rotatable, Wide field 10x/18mm focusable Eyepiece with foldable eye guard, Objectives 4x,10x,40x(S), 100x Oil(S) Mechanical stage, single plate stage size 140mmx132mm X/Y Travel range 90mmx55mm, Sub stage Abbe condenser NA 1.25 with aspheric lens, IRIS diaphram, Illumination Halogen or LED | 12800
M86 | RYS-700 Research Monocular LED Microscope,360'rotatable 30'inclined Monocular head, Eyepieces High point paired WF 10x/18mm, Semi-Plan Achromat DIN objectives 4x, 10x, 40x (s), 100x(s,oil), Mechanical stage doube plate stage size 190 x 140mm, X-Y travel range 90mm x 65mm, Double specimen SS clip, Sub stage Abbe condenser NA 1.25 with aspheric lens, Iris diaphragm with frosted white/blue filter, Illumination, halogen 6v 20w light source or LED 3w | 15000
| MICROSCOPE BINOCULAR - RAYSCOPE | GLOSIL
M87 | RYS-22 Binocular Microscope, Sliding Binocular head,45' Inclined,360' rotable, Wide field Eye piece 10X / 20mm, Achro objectives 4x,10x, 40x(S) and 100x Oil(S), 190mm x140mm mechanical stage with XY travel range 90mmX65mm, Coaxial coarse and fine movement, Movable abbe condenser N A 1.25 with asperic lens.IRIS diaphram with Frosted white/Blue Filter, Illumination system with 6v 20W Halogen bulb or LED | 9750
M88 | RYS-Infystar Binocular Reasearch Microscope, Binocular head 45' Inclined, 360' Rotatable, Wide field 10x/18mm focusable Eyepiece with foldable eye guard, Objectives 4x,10x,40x(S),100x Oil(S) Mechanical stage, single plate stage size 140mmx132mm X/Y Travel range 90mmx55mm, Sub stage Abbe condenser NA 1.25 with aspheric lens, IRIS diaphram, Illumination Halogen or LED | 13500
M89 | RYS- Infinix Binocular LED Microscope , An Adaptable System for the Colleges & Laboratories. Sliding Binocular Head 45'Inclined, 360'rotatable, Eyepieces Wide field 10x/18mm, lockable, antifungal, Semi -Plan Achromat DIN objectives 4x,10x,40x (s),100x(s,oil), Mechanical stage 140 x 132mm, X-Y travel range 90mm x 55mm with low-height controls, Abbe condenser NA 1.25 with aspheric lens, IRIS diaphragm with blue daylight filter, Intensity controlled LED (optional 6V-20W Halogen illumination) | 15000
M90 | RYS-700 Research Binocular LED Microscope,Single mould aluminium stand with hand rests for enhanced comfort and stability. Butterfly type Binocular head, 30'inclined,360' Rotable,Eypepiece Wide field 10x / 20mm.Achro Objectives 4x,10x,40x(S),100x Oil(S) Mechanical stage, double plate stage size 190mmx140mm X/Y Travel range 75mmx50mm, Double specimen holder clip, Sub stage Abbe condenser NA 1.25 with aspheric lens, IRIS diaphram with blue daylight filter, Illumination Halogen 6v-20w or 3w LED | 18500
M91 | RYS-700 Premia Binocular LED Microscope, 360' Rotable 30' sidentoff Binocular Head, Highpoint paired WF 10x/28mm Eyepieces, Achro Objectives 4x,10x,40x(S),100x Oil(S) Mechanical stage, double plate stage size 190X140mm X/Y Travel range 75mm x 50mm, Double specimen SS clip, Sub stage Abbe condenser NA 1.25 with aspheric lens, IRIS diaphram with frosted white/blue filter, Illumination Kohler Q-LED 3.5W 3V | 23000
| RYS-ICONIC-55 Binocular Research Microscope Single mould aluminium stand with hand rests for enhanced comfort and stability, Sliding type Binocular head, 30'inclined, 360' Rotable, Eypepiece Wide field 10x/18mm, DIN Semi Plan Achromatic Objectives 4x,10x,40x(S),100x Oil(S) Mechanical stage, double plate stage size 190mmx140mm X/Y Travel range 75mmx50mm, Double specimen holder clip, Sub stage Abbe condenser NA 1.25 with aspheric lens, IRIS diaphram, Illumination Halogen or LED | 23750
M92 | RYS-ICONIC-77 Binocular Research Microscope,Single mould aluminium stand with hand rests for enhanced comfort and stability, Butterfly type Binocular head, 30'inclined, 360' Rotable, Eypepiece Wide field 10x/20mm, Achro Objectives 4x,10x,40x(S),100x Oil(S) Mechanical stage, double plate stage size 190mmx140mm X/Y Travel range 75mmx50mm, Double specimen holder clip, Sub stage Abbe condenser NA 1.25 with aspheric lens, IRIS diaphram, Illumination Halogen or LED | 28000
M93 | RYS-ICONIC-99 Binocular Research Microscope, Single mould aluminium stand with hand rests for enhanced comfort and stability, Butterfly type Binocular head, 30'inclined, 360' Rotatable, Eypepiece WF 10x/20mm with anti-reflection & anti-fungal coatings. DIN Plan Achro Objectives 4x,10x,40x(S),100x Oil(S), Anti-fungal. Mechanical stage Rackless X Axis,double plate stage size 190mmx140mm X/Y Travel range 75mmx50mm, Double specimen holder clip.Sub stage Abbe condenser NA 1.25 with aspheric lens, IRIS diaphram with Blue daylight filter, Illumination Halogen 6v-20w or 3w LED | 43000
M94 | RYS-NE-620 Binocular Research Microscope, 30° Inclined Binocular head, Eyepiece 10×/22mm Infinity Plan Achro objectives 4×,10×,40×(s),100× Oil(s)or 100x water, Synchronous belt stage size 230 X 150mm, Moving range 78 X 54mm, Abbe condenser NA 1.25, Coaxial coarse & fine control, Koehler Q-LED 3.5W 3V illumination with automatic swtiching and sleep timer. | 125000
| MICROSCOPE TRINOCULAR - RAYSCOPE | GLOSIL
M95 | RYS-22 Trinocular Microscope, Sliding Trinocular head,45' Inclined,360' rotable, Wide field Eye piece 10X / 20mm, Achro objectives 4x,10x, 40x(S) and 100x Oil(S), 190mm x140mm mechanical stage with XY travel range 90mmX65mm.Coaxial coarse and fine movement, Movable abbe condenser N A 1.25 with asperic lens.IRIS diaphram with Frosted white/Blue Filter,Illumination system with 6v 20W Halogen bulb | 11000
M96 | RYS-Infystar Trinocular Reasearch Microscope, Trinocular head 45' Inclined, 360' Rotatable. Wide field 10x/18mm focusable Eyepiece with foldable eye guard.Objectives 4x,10x,40x(S),100x Oil(S) Mechanical stage,single plate stage size 140mmx132mm X/Y Travel range 90mmx55mm. Sub stage Abbe condenser NA 1.25 with aspheric lens, IRIS diaphram, Illumination Halogen or LED | 15000
M97 | RYS- Infinix Trinocular LED Microscope , An Adaptable System for the Colleges & Laboratories. Sliding Trinocular Head 45'Inclined, 360'rotatable. Eyepieces Wide field 10x/18mm, lockable, antifungal. Semi -Plan Achromat DIN objectives 4x,10x,40x (s),100x(s,oil), Mechanical stage 140 x 132mm, X-Y travel range 90mm x 55mm with low-height controls, Abbe condenser NA 1.25 with aspheric lens, IRIS diaphragm with blue daylight filter, Intensity controlled LED (optional 6V-20W Halogen illumination) | 16500
M98 | RYS-700 Research Trinocular LED Microscope, Single mould aluminium stand with hand rests for enhanced comfort and stability, Butterfly type Trinocular head, 30'inclined,360' Rotable, Eypepiece Wide field 10x / 20mm.Achro Objectives 4x,10x,40x(S),100x Oil(S) Mechanical stage, double plate stage size 190mmx140mm X/Y Travel range 75mmx50mm, Double specimen holder clip.Sub stage Abbe condenser NA 1.25 with aspheric lens, IRIS diaphram with blue daylight filter, Illumination Halogen 6v-20w or 3w LED | 17500
M99 | RYS-700 Premia Trinocular LED Microscope,360' Rotable 30' sidentoff Trinocular Head, Highpoint paired WF 10x/28mm Eyepieces, Achro Objectives 4x,10x,40x(S),100x Oil(S) Mechanical stage, double plate stage size 190X140mm X/Y Travel range 75mm x 50mm, Double specimen SS clip, Sub stage Abbe condenser NA 1.25 with aspheric lens, IRIS diaphram with frosted white/blue filter, Illumination Kohler Q-LED 3.5W 3V | 24000
| RYS-ICONIC-55 Trinocular Research Microscope Single mould aluminium stand with hand rests for enhanced comfort and stability, Sliding type Trinocular head, 30'inclined, 360' Rotable, Eypepiece Wide field 10x/18mm, DIN Semi Plan Achromatic Objectives 4x,10x,40x(S),100x Oil(S) Mechanical stage, double plate stage size 190mmx140mm X/Y Travel range 75mmx50mm, Double specimen holder clip, Sub stage Abbe condenser NA 1.25 with aspheric lens, IRIS diaphram, Illumination Halogen or LED | 25000
M100 | RYS-ICONIC-77 Trinocular Research Microscope, Single mould aluminium stand with hand rests for enhanced comfort and stability, Butterfly type Trinocular head, 30'inclined, 360' Rotable, Eypepiece Wide field 10x/20mm, Achro Objectives 4x,10x,40x(S),100x Oil(S) Mechanical stage, double plate stage size 190mmx140mm X/Y Travel range 75mmx50mm, Double specimen holder clip, Sub stage Abbe condenser NA 1.25 with aspheric lens, IRIS diaphram, Illumination Halogen or LED | 30000
M101 | RYS-ICONIC-99 Trinocular Research Microscope, Single mould aluminium stand with hand rests for enhanced comfort and stability, Butterfly type Trinocular head, 30' inclined, 360' Rotatable, Eypepiece WF 10x/20mm with anti-reflection & anti-fungal coatings, DIN Plan Achro Objectives 4x,10x,40x(S),100x Oil(S), Anti-fungal. Mechanical stage Rackless X Axis, double plate stage size 190mmx140mm X/Y Travel range 75mmx50mm, Double specimen holder clip, Sub stage Abbe condenser NA 1.25 with aspheric lens, IRIS diaphram with Blue daylight filter, Illumination Halogen 6v-20w or 3w LED | 45000
M102 | RYS-7 Delta Trinocular Research LED Microscope,Viewing head-Compensation Free Trinocular Head, Inclined at 30 °48mm-75mm, Eyepiece WF10×/22mm with rubber eye-cup, Infinite PLAN objectives 4×, 10×, 40×(s),100×ion(s)Oil, Double layers mechanical stage Double specimen holder clip, Stage Size 190mm × 160 mm, Moving Range 75mm×50mm, N.A.1.25Abbe condenser with iris diaphragm & filter holder, Coaxial coarse & fine focusing adjustment, light Source Koehler Q-LED 3.5W, 3V illumination with variable control. | 50000
M103 | RYS-7 Elite Trinocular Research Microscope, Trinocular Head Inclined at 30 °, Eyepiece WF 10×/22mm High contrast Infinity corrected PLAN Achro objectives 4×,10×,40×(s),100×ion(s)Oil, Double layers mechanical stage, Double specimen holder clip, Stage Size 216mm×140mm, X/Y Travel range 90mm X 65mm, Abbe condenser NA 1.25 with Aspheric lense, IRIS diaphragm with frosted white filter, Coaxial coarse & fine focusing, Koehler Q-LED 3.5W, 3V illumination with variable control. | 60000
| MULTI VIEWING MICROSCOPE - RAYSCOPE | GLOSIL
M104 | Nexus-3 Multi Viewing Microscope, Compensation free Trinocular Head, Inclined 30'(50mm-70mm), 2 Binocular head, Interpupillary distance adjustable 50mm-75mm, Eyepiece Plan WF 10X/22mm, Infinity Plan Objectives 4X,10X,40X,100X, X axis double layer mechanical stage size 190mm X 160mm, moving range 80mm X 50mm, Coaxial & fine focusing, Light source halogen bulb 12V/100w. | 275000
M105 | Nexus-5 Multi Viewing Microscope, Compensation free Trinocular Head.Inclined 30'(50mm-70mm), 4 Binocular head, Interpupillary distance adjustable 50mm-75mm, Eyepiece Plan WF 10X/22mm, Infinity Plan Objectives 4X,10X,40X,100X, X axis double layer mechanical stage size 190mm X 160mm, moving range 80mm X 50mm, Coaxial & fine focusing, Light source halogen bulb 12V/100w. | 440000
M106 | Nexus-10 Multi Viewing Microscope, Compensation free Trinocular Head.Inclined 30'(50mm-70mm), 9 Binocular head, Interpupillary distance adjustable 50mm-75mm, Eyepiece Plan WF 10X/22mm, Infinity Plan Objectives 4X,10X,40X,100X, X axis double layer mechanical stage size 190mm X 160mm, moving range 80mm X 50mm, Coaxial & fine focusing, Light source halogen bulb 12V/100w. | 1095000
M107 | RYS-PH-777 Multi Viewing Microscope, Obervation head one number high transmission, Trinocular head 45'inclined, 360' Rotatable, Four number compensation free Binocular head inclined 45'for multi viewing, Antifungal coated, 5 pairs of WF Eyepieces 10X/18mm with diopter adjustment, DIN Plan Achro Objectives 4X,10X,40X,100X anti fungal coated, Double plate stage size 140 X 120, X/Y Travel range 100mm X 60mm, Abbe condenser NA 1.25, IRIS diaphram with blue daylight filter, Coaxial & fine focusing, True kohler Illumination, Halogen lamp 24V-100W/LED 3W with brightness controller. | 250000
M108 | RYS-PH-999 Multi Viewing Microscope, Obervation head one number high transmission, Trinocular head 30' inclined, 360' Rotatable.Four number compensation free Binocular head inclined 45'for multi viewing. Antifungal coated, 5 pairs of WF Eyepieces 10X/18mm with diopter adjustment, DIN Plan Achro Objectives 4X,10X,40X,100X anti fungal coated, Double plate stage size 140 X 120, X/Y Travel range 100mm X 60mm, Abbe condenser NA 1.25, IRIS diaphram with blue daylight filter, Coaxial & fine focusing, True kohler Illumination, Halogen lamp 24V-100W/LED 3W with brightness controller. | 750000
| MICROSCOPE STEREO ZOOM - RAYSCOPE | GLOSIL
M109 | RYS-44 series Stereo Microscope has two Magnification levels(10x/20x,10x/30x or 20x/40x). It is an Ideal Microscope for student learning and classroom teaching, also a perfect device for viewing Jewel, PCB, Insects and so on. WF Eyepiece 10x/20mm, Binocular head 45' Inclined, 360'Rotatable, Interpupillary distance adjustment 55-75mm. 12V /10W Incandescent lamp,12V/10W Halogen Lamp | 13500
M110 | RYS-45e series Stereo Microscope can provide crystal clear sharp images with high resolution and good depth within a board field of view. Magnification 7X-45X,3.5X-270X,WF Eyepiece 10x/20mm, Objective 0.7X-4.5X stereo zoom,Binocular head 45' Inclined, 360'Rotatable,Indicator LED cursor brightness adjustable. | 34500
M111 | RYS-6745 series Stereo Microscope is fully coated optical system with super high resolution. Ideally suitable for Industrial as well as for biological research where high precision, Maximum working distance and large field coverage is required. Eyepiece WF 15X/FN 15, WF 20X/FN 10, Binocular head 45' Inclined, 360' Rotatable, can be locked in any position desired. Interpupillary distance adjustment 54-75mm, working distance 30-165mm, Illumination transmitted & reflected 5v/3w LED, with independent switches and adjustable intensity. | 42000
| RYS-6745 series Stereo Microscope with Ring light is fully coated optical system with super high resolution. Ideally suitable for Industrial as well as for biological research where high precision, Maximum working distance and large field coverage is required. Eyepiece WF 15X/FN 15, WF 20X/FN 10, Binocular head 45' Inclined, 360' Rotatable, can be locked in any position desired. Interpupillary distance adjustment 54-75mm, working distance 30-165mm, Illumination transmitted & reflected 5v/3w LED, with independent switches and adjustable intensity. | 50000
| RYS-63A Stereo Zoom Microscope with Ring Light Magnification: System standard ratio 6.3x-63x,field rang: Φ33.8～Φ3.49 , eyepieces: WF10X (Φ22mm)，high eye point, Zoom range 0.63～6.3(zoom ratio 1:10), Work distance 110mm, Light source: Reflected illuminating 3W High brightness LED ,Transmitted illuminating 5W High brightness LED. Optional accessories -Digital camera adaptor CANON（EF）/NIKON（F） | 115000
M112 | RYS-45s series Stereo Microscope is fully coated optical system with super high resolution.Eyepiece WF 10X/22mm, Binocular head 45' Inclined, 360'Rotatable,can be locked in any position desired. Interpupillary distance adjustment 52-75mm, Objective 0.8X5.0x Stereo zoom, zoom ratio 6.3/Aux lens 0.5X,2.0X Illumination transmitted & reflected 5v/3w LED, with independent switches and adjustable intensity. | 45000
M113 | RYS-DMSZ20 series Digital Stereo Zoom Microscope integrated zoom optical module with high definition camera. It can be conveniently used in a narrow and small space. According to ergonomic principles, its internal optical corner design and angle adjustment of the display screen, allow operator to look at the display in a flat view. Through the HDMI HD interface, it can connect to another display simultaneously. Magnification 17x/10x, Objective 0.7x-4.5X, Output HDMI,USB,SD card, Illumination comes with 56LED ring light. | 85000
M114 | RYS-48A High Performance parallel Optical Stereo Zoom Microscope - Binocular Head ( Ask for Specifications) | 230000
M115 | RYS-48A High Performance parallel Optical Stereo Zoom Microscope - Trinocular Head ( Ask for Specifications) | 275000
M116 | RYS-SZX12 Research Stereo Zoom Microscope ( Ask for Specifications) | 700000
M117 | RYS-2D/3D Inspection Microscope ( Ask for Specifications) | 122000
| MICROSCOPE RESEARCH INVERTED SYSTEM - RAYSCOPE | GLOSIL
M118 | RYS-60 Research Inverted Sytem Microscope, viewing head 20-45 tilting binocular head, inverted image, interpupillary distance 50-76mm, High eype point plan eyepiece PL10X/22mm, diopter adjustable,reticle attachable | POR
| MICROTOME - RAYSCOPE | GLOSIL
M119 | RYS-ARM-10B Rayscope Microtome Regular Quality | 31000
M120 | RYS-ARM-10A Rasyscope Microtome High Precision Quality | 47500
| MICROSCOPE BIOLOGICAL RESEARCH - RAYSCOPE | GLOSIL
M121 | RYS-ICX-40 Biological Research Microscope( Ask for Specifications) | POR
M122 | RYS-IRX-50 Biological Research Microscope( Ask for Specifications) | POR
| MICROSCOPE FLUORESCENT RESEARCH - RAYSCOPE | GLOSIL
M123 | RYS-Delta-7FLB LED Fluorescent Research Microscope (Ask for Specifications)
| Single Filter (Blue) | 100000
| Dual Filters( Blue & Green ) | 200000
M124 | RYS-102 Fluorescent Research Microscope with Two Filter (Ask for Specifications)
| 2 Filters ( Blue & Green ) | 150000
| 4 Filters ( Blue & Green , Ultra Violet and Violet) | 200000
M125 | RYS-Star-9FL Research Biological Fluorescent Microscope (5+1 Filters ) ( Blue & Green , Ultra Violet and Violet , Blue Violet + One Empty Block) (Ask for Specifications) | 705000
M126 | RYS-106-FL Inverted Fluorescent Research Microscope (Ask for Specifications)
| 2 Filters ( Blue & Green ) | 445000
| 4 Filters ( Blue & Green , Ultra Violet and Violet ) | 565000
M127 | RYS-600-FL Research Biological Fluorescent Microscope (Ask for Specifications) | POR
M128 | RYS-60-FL Inverted Fluorescent Research Microscope (Ask for Specifications) | 675000
| MICROSCOPE RESEARCH TISSUE CULTURE - RAYSCOPE | GLOSIL
M129 | RYS-105s Research Tissue Culture Microscope (Ask for specifications) | 160000
M130 | RYS-41 Cell Culture Research Microscope (Ask for specifications) | POR
| MICROSCOPE POLARIZING - RAYSCOPE | GLOSIL
M131 | RYS-PR-1 Monocular Polarizing Microscope (Ask for specifications) | 30000
M132 | RYS-PR-2 Binocular Polarizing Microscope (Ask for specifications) | 32000
M133 | RYS-PR-3 Trinocular Polarizing Microscope (Ask for specifications) | 33000
M134 | RYS-PR-5 Research Polarizing Microscope (Ask for specifications) | 42000
M135 | RYS-Smart POL Research Polarizing Microscope (Ask for specifications) | 135000
| MICROSCOPE METALLURGICAL - RAYSCOPE | GLOSIL
M136 | RYS-INFINIX Trinocular Metallurgical Microscope | 55000
M137 | RYS-M40 Inverted Metal Analysis Microscope | 105000
M138 | RYS-M50 Inverted Metallurgical Microscope | 150000
M139 | RYS-M200 Inverted Metallurgical Microscope | 135000
M140 | RYS-M500 Upright Metallurgical Microscope | 175000
| MICROSCOPE INVERTED DARK & BRIGHT FIELD - RAYSCOPE | GLOSIL
RYS-20/20BD Inverted Dark and Bright Field Microscope
M141 | Bright Field | 190000
M142 | BF/DF | 478000
M143 | RYS-20-DIC Inverted Dark and Bright Field Microscope | POR
| MICROSCOPE TOOL MAKERS - RAYSCOPE | GLOSIL
M144 | RYS-TM-200 Tool Makers Microscope | 44000
| MICROSCOPE TRAVELLING - RAYSCOPE | GLOSIL
M145 | RYS-TM2 Two Motion Travelling Microscope | 6500
M146 | RYS-TM4 Three Motion Travelling Microscope | 8000
M147 | RYS-TM6 Digital Travelling Microscope | POR
| MICROSCOPE GEMOLOGICAL - RAYSCOPE | GLOSIL
M148 | RYS-GM50 Gemological Binocular Microscope | POR
M149 | RYS-GM52 Gemological Trinocular Microscope | POR
| MICROSCOPE SURGICAL - RAYSCOPE | GLOSIL
M150 | RYS-OPM-400 Surgical Operating Microscope | 285000
M151 | RYS-OPM-400 Surgical ENT Microscope | 285000
M152 | RYS-OPM-400 Dental Operating Microscope | 285000
| MICROSCOPE UA SERIES CAMERA - RAYSCOPE | GLOSIL
M153 | UA Series 3.1 MP Camera | 21000
M154 | UA Series 5.1 MP Camera | 24500
M155 | UA Series 10.0 MP Camera | 35000
M156 | 1080P HDMI Camera 6.3 MP | 60000
M157 | 1080P HDMI Camera 6.3 MP with WiFi | 67500
M158 | RYS Touch Digital touch Screen with built in android tab and 5.0 MP Camera | 55000
| MICROSCOPE CAMERA - LUCIDA | GLOSIL
M159 | Microscope Spare Camera Lucida Mirror type | 800
M160 | Microscope Spare Camera Lucida Prism type | 700
| MD SERIES CAMERA - RAYSCOPE | GLOSIL
M161 | MD 130 ,1.3 MP, Max. Resolution 1280*1024, Pixel size 2.2µm*2.2µm, Spectral range 400-650nm | 12750
M162 | MD 300 , 3.0 MP,Max. Resolution 2048*1536, Pixel size 2.2µm*2.2µm,Spectral range 400-650nm | 14250
M163 | MD 500 , 5.0 MP, Max. Resolution 2592*1944, Pixel size 2.2µm*2.2µm, Spectral range 400-650nm | 16500
| MICROSCOPE SPARES - RAYSCOPE (AGAINST ORDER ONLY 7 DAYS TIME) | GLOSIL
EY-PIECE
M164 | 10X/18mm WIDE FIELD EYE‐PIECE PAIR | 1100
M165 | 10X/20mm WIDE FIELD EYE‐PIECEP PAIR | 1500
MECHANICAL STAGE
M166 | Coaxial Single Plate Mechanical Stage | 1200
M167 | Coaxial X-axis rackless Mechanical Stage | 1500
HEAD
M168 | 45 degree Bino Head Sliding Type | 1650
M169 | 30 degree Sliding Head Bino | 2500
M170 | 30 degree Trino Head | 3100
M171 | 30 Degree Siedentopf Binocular Head butterfly type | 5600
M172 | 30 Degree Siedentopf Binocular Head butterfly type | 7400
LED Circuit
M173 | LED Circuit with Volume Control | 1400
M174 | LED Circuit With Volume Control & Battery Backup | 2400
Phase Contrast attachment
M175 | Sliding Type phase contrast attachment with 10x , 40x phase objectives and centering Eyepiece and Green Filter | 30000
M176 | Turret Type phase contrast attachment with 10x 20x, 40x,100xphase objectives and centering Eyepiece and Green Filter | 35000
M177 | Infinity Corrected Turret Type phase contrast attachment with 10x 20x,40x ,100xphase objectives and centering Eyepiece and Green Filter | 106000
M178 | DIN FIXED (ACHROMAT)
M179 | 4X | 410
M180 | 10X | 550
M181 | 20X | 750
M182 | 40X | 650
M183 | 100x (S) Oil | 1350
M184 | 40x ( with imported Tip) | 750
M185 | 100x (S)Oil (with imported Tip) | 1400
DIN CENTERING (ACHROMAT)
M186 | 4X | 500
M187 | 10X | 625
M188 | 20X | 750
M189 | 40X | 650
M190 | 100x (S) Oil | 1350
M191 | 40x ( with imported Tip) | 750
M192 | 100x (S)Oil (with imported Tip) | 1400
DIN PLAN OBJECTIVES WITH BLACK CAPS
M193 | 4X | 550
M194 | 10X | 800
M195 | 20X | 1450
M196 | 40X | 1500
M197 | 100x (S) Oil | 2500
DIN PLAN OBJECTIVES WITH CHROME CAPS
M198 | 4X | 950
M199 | 10X | 1200
M200 | 20X | 1850
M201 | 40X | 1950
M202 | 100x (S) Oil | 2900
JIS FIXED METALLURGICAL ACHROMAT
M203 | 4X | 400
M204 | 10X | 450
M205 | 20X | 700
M206 | 40X | 700
M207 | 100x (S) Oil | 1380
JIS FIXED ACHROMAT
M208 | 4X | 375
M209 | 10X | 425
M210 | 20X | 650
M211 | 40X | 600
M212 | 100x (S) Oil | 1200
JIS CENTERING ACHROMAT
M213 | 4X | 450
M214 | 10X | 500
M215 | 20X | 650
M216 | 40X | 600
M217 | 100x (S) Oil | 1200
M218 | Dark Field Objective
M219 | 100x (S) Oil iris diaphragm dark field obejective with condenser | 12500
| MICROSCOPE MAGNUS MFG BY OLYMPUS (Other Model Against Request) - OLYMPUS | GLOSIL
M220 | MAGNUS MONOCULAR MODEL HB, standard microscope set complete with widefield eyepieces NWF10x, Achromatic objectives 10x, 40x & 100x (spring, oil imm.), attachable graduated mechanical stage 120mm x 125mm, plano-concave mirror in adjustable fork mount, Sub-stage Abbe Condenser N.A. 0.9/1.25 fitted with an iris diaphragm & blue filter etc. | 14900
M221 | MagMaster Monocular HM 100 Eco Teaching Microscope All Metal rugged Stand with Individual coarse and fine Eco LED Illumination including battery backup 110 x120 mm stand 4x,10x,40x Acromatic Objects 360' rotatable 45' head, with 10x | 15940
M222 | MagMaster Monocular SM 100 Eco Teaching Microscope All Metal rugged Stand with Individual coarse and fine Eco LED Illumination including battery backup 115 x125 mm stand Mechanical stage 4x,10x,40x and 100 x Oil Imm. Acromatic Objects 360' rotatable 45' head, with WF 10x | 21550
M223 | Model MLX-M PLUS (SP) co-axial coarse and fine focusing controls,high resolution long barrel Semi-plan achromatic objectives 4x,10x,40x and 100x with an inclined Monocular 360 degree fitted with fungus resistant, anti-reflection coated prism,widefield paired eyepiece WF10x co-axial low drive, mechanical stage, LED Light | 29170
M224 | Model MLX-B PLUS (SP) co-axial coarse and fine focusing controls, high resolution long barrel Semi-plan achromatic objectives 4x,10x,40x and 100x with an inclined binocular 360 degree fitted with fungus resistant, anti-reflection coated prism, widefield paired eyepiece WF10x co-axial low drive, mechanical stage, Halogen light | 28930
M225 | Model MLX-B PLUS (SP) co-axial coarse and fine focusing control, high resolution long barrel Semi-plan achromatic obj. LED | 31450
M226 | Model MLX-TR PLUS (SP) co-axial coarse and fine focusing controls, high resolution long barrel Semi-plan achromatic objectives 4x,10x,40x and 100x with an inclined Trinocular 360 degree fitted with fungus resistant, anti-reflection coated prism, widefield paired eyepiece WF10x co-axial low drive, mechanical stage Halogen lamp | 31300
M227 | SAME AS ABOVE BUT WITH LED LIGHT MLX-TR PLUS (SP) LED | 33950
M228 | Model CH20i (BINOCULAR VERSION) in-built 6V 20W halogen light illuminator, with Anti-Fungus Achromatic Objectives, 10x,40x (spring) & 100x (oil, spring), paired eyepieces wide field 10x HALOGEN LIGHT | 42750
M229 | Model CH20i (BINOCULAR VERSION) in-built 6V 20W halogen light illuminator, with Anti-Fungus Achromatic Objectives, 10x,40x (spring) & 100x (oil, spring), paired eyepieces wide field 10x LED LIGHT | 43810
M230 | MODLE CH20i TR (Trinocular Version) in bilt 6V 20W halogen light illuminator, with Anti-Fungus Plan Achromatic Objectives 4x, 10x,40x (spring) & 100x (oil spring), paired eyepieces wide field 10x HALOGEN LIGHT | 45280
M231 | MODLE CH20i TR (Trinocular Version) in bilt 6V 20W halogen light illuminator, with Anti-Fungus Plan Achromatic Objectives 4x, 10x,40x (spring) & 100x (oil spring), paired eyepieces wide field 10x LED LIGHT | 46350
M232 | Model MX21i (BINOCULAR VERSION) in-built 6V 20W halogen light illuminator, with Anti-Fungus Plan Achromatic Objectives 4x,10x,40x (spring) & 100x (oil spring), paired eyepieces wide field 10x Halogen lamp | 59790
M233 | Model MX21i (BINOCULAR VERSION) LED Display illuminator with Anti-Fungus Plan Achromatic Objectives 4x,10x,40x (spring) & 100x (oil spring) paired eyepieces wide field 10x LED lamp Illuminated | 61270
M234 | Model MX21i (Trinocular VERSION) in-built 6V 20W halogen light illuminator, with Anti-Fungus Plan Achromatic Objectives 4x,10x,40x (spring) & 100x (oil spring), paired eyepieces wide field 10x Halogen lamp | 62500
M235 | Model MX21i (Trinocular VERSION) in-built 6V 20W halogen light illuminator, with Anti-Fungus Plan Achromatic Objectives 4x,10x,40x (spring) & 100x (oil spring), paired eyepieces wide field 10x LED lamp | 63925
| MICROSCOPE STEREO MAGNUS - OLYMPUS | GLOSIL
M236 | Stereo Zoom MAGNUS Model MSZ BI , 45' degree Inclined Ratio 1:7, Obj Zoom Range 0.65x - 4.5x Hologen Lamp | 63375
M237 | Stereo Zoom MAGNUS Model MSZ BI , 45' degree Inclined Ratio 1:7, Obj Zoom Range 0.65x - 4.5x LED Light | 63950
M238 | Stereo Zoom MAGNUS Model MSZ TR , 45' degree Inclined Ratio 1:7, Obj Zoom Range 0.65x - 4.5x Hologen Lamp | 90650
M239 | Stereo Zoom MAGNUS Model MSZ TR , 45' degree Inclined Ratio 1:7, Obj Zoom Range 0.65x - 4.5x LED Lamp | 96175
| MICROSCOPE PHASE CONTRAST ATTACHMENT - OLYMPUS | GLOSIL
M240 | Phase Contrast attachment only for Olympus Model MLXB Plus or CH 20i | 25000
| MANOMETER ( SUPPLIED WITHOUT MERCURY (OR) LIQUID) - LUTRON / TESTO | GLOSIL
M241 | Manometer digital PM9107 Lutron, Taiwan Range7 mbar | 13750
M242 | Testo-510 Differential Pressure & Flow Meter (Digital Manometer) , 8 pressure units selectable e.g. mbar,Pa,mm,H2O,etc.,Temperature compensated, can be connected with pitot tube for velocity measurement | 10600
| MAGNIFIER - HAND TYPE | GLOSIL
M243 | Torch Magnifier 3" | 350
M244 | Torch Magnifier 4" | 375
MAGNIFIER WITH STAND
| TABLE STAND Model L104 ST with extra magnification attachment for 10X Lensel make With Flexible Arm Model STD | 6000
| TABLE STAND Model L104 ST (LED ) with extra magnification attachment for 10X Lensel make With Flexible Arm Model STD | 6750
| MICROPIPETTE FIXED VOLUME (ECONOMY MODEL) - GLOLINE | GLOSIL
M245 | Gloline Range 1 ul | 400
M246 | Gloline Range 2 ul | 440
M247 | Gloline Range 5 ul | 440
M248 | Gloline Range 10 ul | 440
M249 | Gloline Range 20 ul | 440
M250 | Gloline Range 50 ul | 400
M251 | Gloline Range 100 ul | 400
M252 | Gloline Range 200 ul | 400
M253 | Gloline Range 250ul | 400
M254 | Gloline Range 500 ul | 400
M255 | Gloline Range 1000 ul | 400
M256 | Gloline Range 2000 ul | 400
M257 | Gloline Range 5000 ul | 400
M258 | Gloline Range 10000 ul | 400
| MICROPIPETTE VARIABLE VOLUME (ECONOMY MODEL) - GLOLINE | GLOSIL
M259 | Gloline Range 0.2 -2 ul | 550
M260 | Gloline Range 0.5 -10 ul | 550
M261 | Gloline Range 2 -20 ul | 550
M262 | Gloline Range 5 -50 ul | 550
M263 | Gloline Range 10 -100 ul | 550
M264 | Gloline Range 20 -200 ul | 550
M265 | Gloline Range 100 -1000 ul | 550
M266 | Gloline Range 0.5 -5 ml | 550
M267 | Gloline Range 1-10 ml | 550
| MICROPIPETTE PRIME FIXED VOLUME - GLOLINE | GLOSIL
M268 | Gloline Prime Range 1 ul | 750
M269 | Gloline Prime Range 2 ul | 750
M270 | Gloline Prime Range 5 ul | 750
M271 | Gloline Prime Range 10 ul | 750
M272 | Gloline Prime Range 20 ul | 750
M273 | Gloline Prime Range 25 ul | 750
M274 | Gloline Prime Range 50 ul | 750
M275 | Gloline Prime Range 100 ul | 750
M276 | Gloline Prime Range 200 ul | 750
M277 | Gloline Prime Range 250ul | 750
M278 | Gloline Prime Range 500 ul | 750
M279 | Gloline Prime Range 1000 ul | 750
| MICROPIPETTE PRIME VARIABLE VOLUME - GLOLINE | GLOSIL
M280 | Gloline Prime Range 0.2 -2 ul | 1000
M281 | Gloline Prime Range 0.5 -10 ul | 1000
M282 | Gloline Prime Range 2 -20 ul | 1000
M283 | Gloline Prime Range 5 -50 ul | 1000
M284 | Gloline Prime Range 10 -100 ul | 1000
M285 | Gloline Prime Range 20 -200 ul | 1000
M286 | Gloline Prime Range 100 -1000 ul | 1000
MICROPIPETTES SINGLE CHANNEL FULLY AUTOCALAVABLE - MICROLIT
| Variable Volume- FAV Series (Economy Model) | GLOSIL
M287 | FAV- 2 Range 0.2 -2 ul Microlit | 2700
M288 | FAV- 10 Range 0.5 -10 ul Microlit | 2700
M289 | FAV- 20 Range 2 -20 ul Microlit | 2700
M290 | FAV- 50 Range 5 -50 ul Microlit | 2700
M291 | FAV- 100 Range 10 -100 ul Microlit | 2700
M292 | FAV- 200 Range 20 -200 ul Microlit | 2700
M293 | FAV- 1000 Range 100 -1000 ul Microlit | 2700
M294 | FAV- 5000 Range 0.5 -5 ml Microlit | 2700
M295 | FAV- 10000 Range 1-10 ml Microlit | 2700
| MICROPIPETTE FIXED VOLUME- FAF SERIES (ECONOMY MODEL) - MICROLIT | GLOSIL
M296 | FAF- 1 Range 1 ul Microlit | 1400
M297 | FAF- 2 Range 2 ul Microlit | 1400
M298 | FAF- 5 Range 5 ul Microlit | 1400
M299 | FAF- 10 Range 10 ul Microlit | 1400
M300 | FAF- 20 Range 20 ul Microlit | 1400
M301 | FAF- 25 Range 25 ul Microlit | 1400
M302 | FAF- 50 Range 50 ul Microlit | 1400
M303 | FAF- 100 Range 100 ul Microlit | 1400
M304 | FAF- 200 Range 200 ul Microlit | 1400
M305 | FAF- 250 Range 250ul Microlit | 1400
M306 | FAF- 500 Range 500 ul Microlit | 1400
M307 | FAF- 1000 Range 1000 ul Microlit | 1400
M308 | FAF- 2000 Range 2000 ul Microlit | 1400
M309 | FAF- 5000 Range 5000 ul Microlit | 1400
M310 | FAF- 10000 Range 10000 ul Microlit | 1400
MICROPIPETTES MICROLIT SINGLE CHANNEL FULLY AUTOCLAVABLE
VARIABLE VOLUME- RBO SERIES (PREMIUM MODEL)
| RBO - 2 Range 0.2-2 ul Microlit Fully Autoclavable | 5150
| RBO - 10 Range 0.5-10 ul Microlit Fully Autoclavable | 5150
| RBO - 20 Range 2-20 ul Microlit Fully Autoclavable | 5150
| RBO - 50 Range 5-50 ul Microlit Fully Autoclavable | 5150
| RBO - 100 Range 10-100 ul Microlit Fully Autoclavable | 5150
| RBO - 200 Range 20-200 ul Microlit Fully Autoclavable | 5150
| RBO - 1000 Range 100-1000 ul Microlit Fully Autoclavable | 5150
| RBO - 5000 Range 0.5-5 ml Microlit Fully Autoclavable | 5150
| RBO - 10000 Range 1-10 mll Microlit Fully Autoclavable | 5150
MICROPIPETTE - MULTICHANNEL 8 CHANNEL - MC- 8 SERIES - GLOLINE
MC-8/50 Range 5-50 ul Gloline
MC-8/300 Range 30-300 ul Gloline
MICROPIPETTE - MULTICHANNEL FULLY AUTOCLAVABLE
| 8 CHANNEL - MCA- 8 SERIES (ECONOMY MODEL) - MICROLIT | GLOSIL
M311 | MCA-8/10 Range 0.5-10 ul Microlit | 11380
M312 | MCA-8/20 Range 2-20 ul Microlit | 11380
M313 | MCA-8/50 Range 5-50 ul Microlit | 11380
M314 | MCA-8/100 Range 10-100 ul Microlit | 11380
M315 | MCA-8/200 Range 20-200 ul Microlit | 11380
M316 | MCA-8/300 Range 40-300 ul Microlit | 11380
MOTORIZED BURETTE - e- BURETTE Microlit (New Model)
M323 | TI-10 Range 10 ml Microlit | 88000
M324 | TI-25 Range 25 ml Microlit | 88000
M325 | TI-50 Range 50 ml Microlit | 88000
M326 | MICROLIT E-BURETTE SOFTWARE 21 CFR Compliant (for Titration, Data Capturing & Calculations) Server set up & one client license (TI-SW-S) | 55000
| TI-SW-C Additional client license (required for each additional computer setup) | 30000
TIPS FOR MICROPIPETTES / MCP TUBE / STORAGE VIAL
M327 | Tips Vol.Range200µl Pack of 1000 Gloline / Sp / Vp colour Yellow or White | 250
M328 | Tips Vol.Range1000µl Pack of 500 Gloline / Sp / Vp colour Blue or White | 250
M329 | Tips Vol.Range5000µl Pack of 100 Gloline / Sp / Vp colour White | 750
M330 | Tips Vol.Range10µl Pack of 1000 Gloline / Sp / Vp colour White | 500
M331 | Tips Vol.Range200µl Pack of 1000 Gloline / Sp / Vp colour White | 200
TIPS FOR MICROPIPETTES - MICROLIT
| Microtips 10ML / 10000ul (PACK OF 100) MICROLIT | 1500
| Microtips 5ML / 5000ul(PACK OF 100) MICROLIT | 1000
| MICROLIT - FILTER TIPS WITH BOX OF 96 TIPS | GLOSIL
M332 | Filtered Microtips 10 ul 96 no's with Tip Box | 725
M333 | Filtered Microtips 20 ul 96 no's with Tip Box | 725
M334 | Filtered Microtips 100 ul 96 no's with Tip Box | 725
M335 | Filtered Microtips 200 ul 96 no's with Tip Box | 550
M336 | Filtered Microtips 1000 ul 96 no's with Tip Box | 650
| MICROPIPETTE STAND - TOP TECH | GLOSIL
M337 | Micropipette Stand 3 Holes | 1050
M338 | Micropipette Stand 6 Holes | 1400
| COVER GLASS - BLUESTAR | GLOSIL
M339 | Cover Glass Size 18 x 18 Pkt of 10 gms Blue Star | 90
M340 | Cover Glass Size 22 x 22 Pkt of 10 gms Blue Star | 90
M341 | Cover Glass Size 22 x 30 Pkt of 10 gms Blue Star | 92
M342 | Cover Glass Size 22 x 40 Pkt of 10 gms Blue Star | 92
M343 | Cover Glass Size 22 x 50 Pkt of 10 gms Blue Star | 92
M344 | Cover Glass Size 22 x 60 Pkt of 10 gms Blue Star | 98
M345 | Cover Glass Size 18 mm Round | 145
M346 | Heamocytometer Cover Glass 20 X 25 mm (Pack of 20 no's) | 250
| MICROSLIDE - BLUESTAR | GLOSIL
M347 | Blue Star PIC 1 ( 1.35 mm ) Pkt of 50 | 75
M348 | FROSTED SLIDE BLUE STAR 1.35MM PKT OF 50 | 100
| BLUE STAR - MICRO CONCAVITY SLIDE | GLOSIL
Size : 75mm x 25mm x 1.45mm thick. Edges are rounded to give better smear. Pk of 10 no's
| One Concavity (per pkt of 10) | 125
| Two Concavity (per pkt of 10) | 130
| Three Concavity (per pkt of 10) | 135
| BLUE STAR - V.D.R.L SLIDE (KLINE CONCAVITY SLIDES) | GLOSIL
For Kline B.J.L., V.D.R.L. & other serodiaggnostic tests. Size 75mm x 56mm x 3mm thick with spherical concavities, each 16mm in diameter x 1.75mm deep. Made from non-corrosive plate glass with bevelled & polished edges. Frosted surface is for notation.
| 2, 4, 6, 8, 10 & 12 Concavities (each) | 125
| HEAMOCYTOMETER COVER GLASS | GLOSIL
M354 | Heamocytometer Cover Glass 20 X 25 mm (Pack of 20 no's) | 250
| MICROTOME - RAYSCOPE | GLOSIL
M355 | RYS-ARM-10B Rayscope Microtome Regular Quality, Erma Japan Type Rotary Microtome Upgradable with Disposable Blades, Feed adjustment 1-25um, Minimum Thickness 1 um, Total Feed Excursions 28mm | 31000
M356 | RYS-ARM-10A Rasyscope Microtome High Precision Quality , Spencer type Rotary Microtome Upgradable with Disposable Blades, Feed adjustment 1-50um, Minimum Thickness 1 um | 47500
MULTIPARAMETER to check pH/Cond/TDS/DO etc. SEE PAGE " P"
| MUFFLE FURNACE - GLOVISION | GLOSIL
Light weight high temp.Ceramic fibre wool insulation.Double walled thick PCRC sheet duly power coated.Heating elements are of Khanthal A1 wire with energy regulator
M357 | GV-MF-4 Muffle Furnace Working size 4"x4"x9" Temperature up to 900c digital | 29000
M358 | GV-MF-4 DIGI Muffle Furnace Working size 4"x4"x9" Temperature up to 1100c digital | 39000
M359 | GV-MF-5 DIGI Muffle Furnace Working size 5"x5"x10" Temperature up to 900c digital | 37000
M360 | GV-MF-6 DIGI Muffle Furnace Working size 6"x6"x12" Temperature up to 900c digital | 49500
M361 | GV-MF-6 DIGI(1100) Muffle Furnace Working size 6"x6"x12" Temperature up to 1100c digital | 65000

## N
N
| NEEDLE DESTROYER | GLOSIL
N1 | Needle Destroyer ABS Body | 1350
| NICKEL CRUCIBLE | GLOSIL
N2 | Crucible Capacity 25ml | 300
N3 | Crucible Capacity 50ml | 450
| Crucible Capacity 50ml | 700
N4 | LID Capacity 25ml | 165
N5 | LID Capacity 50ml | 165
| NMR TUBE | GLOSIL
N6 | NMR Tube | 625
N7 | NMR Spare Caps Indian Made Pkt Of 50 | 2500

## O
O
| ORP METERS - EUTECH | GLOSIL
O1 | Pen type pocket ORP METER Eutech ORPTEST10 WATER PROOF, Range-999 to1000 mv | 20700
O2 | Pen type Pocket ORP with BNC connector (Without Electrode) ORPTEST10BNC Jack | 15300
O3 | Spare Electrode ORP General purpose Epoxy body ECFC7960101B | 20700
O4 | Spare Electrode ORP Double function Epoxy body ECFC7960201B | 22500
| ORP METER - LUTRON | GLOSIL
O5 | ORP-203 ORP Meter,range -1999 mV to +1999 mV | 9600
O6 | ORP-213 ORP Meter -1,000 mV to +1,000 mV, Resolution 1 mV, Temp Range 0°C to 50°C | 8250
| ORP METER - HM | GLOSIL
O7 | ORP-200 pH/Temp ORP / Temp.meter ORP Range: -999 to +1000 mV, Temp. Range: 0-80°C; 32-176°F, Resolution: 1 mV; Temperature resolution is 0.1°C/F, Accuracy: 0.5% (+/-2mV), Electrode: Replaceable glass sensor and reference tube electrodes, Housing: IP-67 Waterproof (submersible; floats) | 8500
O8 | SP-O2 ORP-200 Replacement probe | 4250
| ONLINE pH CONTROLLER / COND & TDS INDICATOR - HM | GLOSIL
PH CONTROLLER
O9 | Model PPH-1000 Online pH controller Range 0- 14 pH With pH Electrode 3 Meter Cable | 29000
O10 | SP-P10 Replacement probe for PPH-1000 (pH Controller) | 12150
EC/TDS MONITOR - PORTABLE
| HM-100 Continuous pH/EC/TDS/Temp Monitor | 14030
O11 | HM-200 Portable pH/EC/TDS/Temp Monitor | 18100
O12 | HM-500 HydroMaster: EC/TDS, pH, Temp Continuous Monitor Range: pH: 0.00 – 14.00 pH, Temp. 0.0 – 80.0 °C, TDS: 0 – 9999 ppm / 0 – 10.00 ppt,EC: 0 – 9999 µS / 0 – 20.00 mS | 22050
O13 | Spare DO Sensor for HM-500N
| HM-500N HydroMaster: pH, TDS, EC, DO and Temp Continuous Monitor Range: pH: 0.00 – 14.00 pH,TDS: 0 – 9999 ppm / 0 – 10.00 ppt,EC: 0 – 9999 µS / 0 – 20.00 mS, DO:0-200 % , 0-20.0 mg/L and Temp. 0.0 – 80.0 °C, | POR
O14 | PSC-60D (PS-50D) EC & TDS Dual Monitor EC Range: 0.0-9999µS/0.0-20.0mS TDS Range: 0.0-9999ppm/0.0-10.0ppt,Resolution: µS&ppm:0.1(0.0-99.9);1(100-9999); mS&ppt(0.1) Accuracy:±2% | 6750
TDS / EC MONITOR
O15 | SM-1 In-line Single TDS Monitor Range: 0-9990 ppm: (0 – 999 ppm the resolution is 1 ppm. From 1000 to 9990 ppm, the resolution is 10 ppm, indicated by a blinking ‘x10’ image.), Accuracy: ±2% | 1220
O16 | DM-1 In-Line Dual TDS Monitor Range: 0-9990 ppm, Dual Range 0-9990 ppm (From 0 – 999 ppm the resolution is 1 ppm. From 1000 to 9990 ppm, the resolution is 10 ppm, indicated by a blinking ‘x10’ image.) Accuracy: ±2% | 1750
O17 | DM-2 Commercial In-Line Dual TDS Monitor Range: 0-9990 ppm Dual Range – Measures from 0-999 ppm, with a resolution of 1 ppm. From 1000 to 9990 ppm, the resolution is in 10 ppm increments, indicated by a blinking ‘x10’ image., Accuracy: ±2% | 3550
O18 | TRM-1 Triple In-Line TDS Monitor Range: 0-9990 ppm Accuracy: ±2%, Cable Length: 24.5″ (including sensor) | 2085
| SM-1EC Single EC Monitor | 1320
| LSM-100 IN-LINE Single EC/TDS Monitor EC : 0-9999 us; 0.0-20.00 ms, TDS : 0-9999 ppm; 0.0-10.00 ppt | 7150
| QC-1 Quick Check TDS / Conductivity Monitor | 1200
REPLACEMENT PROBE
O19 | SP-2 Dual TDS Sensor probes for DM-1 | 500
O20 | SP-5 Single TDS Sensor Probe SS sensor, cable length 48cm | 260
TDS CONTROLLER
| PS-100 Single Display TDS Controller Range: 0 - 999ppm, Accuracy: 2%, Resolution: 1 PPM | 6750
O21 | PS-202 Two TDS Lines, Dual screen Controller Range: 0 - 999ppm, Accuracy: 2%, Resolution: 1 PPM | 12300
EC/TDS CONTROLLER - PORTABLE
O22 | PSC-50 (PS-50D) EC & TDS controller | 7500
| PSC-54 EC & TDS controller with 4-20mA Output | 9150
O23 | PSC-150 EC/TDS Controller EC Range : 0-9999 µS,TDS range :0-5000 ppm, Temp.range 1-75°C, accuracy ±2%,v Resolution 0.1 µS/ppm (0-999) 1µS/ppm (1000-9999) with ATC | 9300
O24 | PSC-154 TDS/EC Controller with 4-20mA output, EC Range : 0-9999 µS,TDS range :0-5000 ppm, Temp.range 1-75°C, accuracy ±2%,v Resolution 0.1 µS/ppm (0-999) 1µS/ppm (1000-9999) with ATC | 10900
| SP-1-PSC High Quality Construction Sensor | 3225
O25 | SP-P5 HM-500/200 Replacement probe | 2375
O26 | LDM-100 Rejection Dual Monitor | 3650
| ORBITAL SHAKER - REMI | GLOSIL
O27 | Orbital shaker Remi Model RS12R with 7 x 11 inches" Platform (VDRL) (Mini Rotary Shaker) with 0-15 minutes timer and speed regulator max. 180 rpm. | 13500
O28 | Orbital shaker Remi Digital RPM Model RS-12 PLUS with 12" X 12" Platform Without clamps | 28500
O29 | Orbital shaker Remi Digital RPM Model RS-12 PLUS with 12" X 12" Platform With 9X250ML Flask Clamps | 33000
O30 | Orbital shaker Remi Digital RPM Model RS-18 PLUS with 18"x18" Platform without clamps | 53000
O31 | Orbital Shaker REMI RS24 Plus 20 - 300 RPM Max Volume 18 Ltrs Platform 24" x 24" without clamps | 130550
O32 | Spare clamp for 250 ml flask each | 500
O33 | Spare clamp for 500ml/ 1000ML flask each | 700
| ORBITAL SHAKER - GLOVISION | GLOSIL
O34 | GV-OS-9 Microprocessor based Orbital Shaker 9 flask with Digital RPM & Timer Display | 22000
O35 | GV-OS-16 Microprocessor based Orbital Shaker 16 flask with Digital RPM & Timer Display | 26000
O36 | Spare 1000ml flask holder for the above Orbital Shaker | 750
O37 | Spare 250 or 500 ml flask holder for the above Orbital Shaker | 625
| Orbital Shaker for 2 Liter Flask 2 flask/4 flask- against order | POR
| VDRL SHAKER - GLOVISION | GLOSIL
| GV VDRL Shaker with Timer Digital 12"x12" size platform | 6375
| ORBITAL SHAKING INCUBATOR - REMI & REMI PLUS (Against Order with Advance) | GLOSIL
O38 | CIS-24 Plus LCD Shaking Capacity up to 18 Lt,Temp.range 5°C to 60°C Microprocessor (W/O flask holding clamps)(VS-02) | 295325
O39 | Clamp for RS24 BL / CIS24 PLUS Model Shaker 250 ml FLASK Clamp each | 500
O40 | Clamp for RS24 BL / CIS24PLUS Model Shaker 500 ml FLASK Clamp each | 700
O41 | VS-02 Servo controlled Voltage Stabilizer | 13900
| OXYGEN METER - LUTRON | GLOSIL
O42 | Oxygen Meter Digital pocket type LUTRON PO2 250 Range 0 - 30 % O2 , Temp Range 0 - 50 'C / F | 16500
| OIL BATH - GLOVISION | GLOSIL
O43 | GV-OB-1 Oil Bath ,capacity 1 Ltr with thermostat | POR
O44 | GV-OB-2 Oil Bath ,capacity 2 Ltr with thermostat | POR
O45 | GV-OB-3 Oil Bath ,capacity 3 Ltr with thermostat | POR
O46 | GV-OB-5 Oil Bath ,capacity 5 Ltr with thermostat | POR
O47 | GV-OB-10 Oil Bath ,capacity 10 Ltr with thermostat | POR
O48 | GV-OB-20 Oil Bath ,capacity 20 Ltr with thermostat | POR
| OIL BATH DIGITAL- GLOVISION | GLOSIL
O43 | GV-OB-1 DIGI Oil Bath ,capacity 1 Ltr SS 304 grade, MS powder coated with advance PID controller Heater2KW, 220V | POR
O44 | GV-OB-2 DIGI Oil Bath ,capacity 2 Ltr SS 304 grade, MS powder coated with advance PID controller Heater2KW, 220V | POR
O45 | GV-OB-3 DIGI Oil Bath ,capacity 3 Ltr SS 304 grade, MS powder coated with advance PID controller Heater2KW, 220V | POR
O46 | GV-OB-5 DIGI Oil Bath ,capacity 5 Ltr SS 304 grade, MS powder coated with advance PID controller Heater2KW, 220V | POR
O47 | GV-OB-10 DIGI Oil Bath ,capacity 10 Ltr SS 304 grade, MS powder coated with advance PID controller Heater2KW, 220V | 51000
O48 | GV-OB-20 DIGI Oil Bath ,capacity 20 Ltr SS 304 grade, MS powder coated with advance PID controller Heater2KW, 220V | POR

## P
P
| PH METERS PEN TYPE - EUTECH | GLOSIL
P1 | Model ECO PH TEST 1 Resolution 0.1pH Ph buffer Point 1pt, Range -1 to 14pH Small Display with Auto Cal. | 6750
P2 | Model ECO PH TEST 2 Resolution 0.1pH (ATC) Ph buffer Point 3 pt, Range -1 to 14pH Small Display with Auto Cal. | 7650
P3 | Model pH EXPERT EUTECH ph Range 0 - 14 3 point calibration | 8550
P4 | Model PH TEST 10 Resolution 0.1pH Ph buffer Point 3pt with ATC, Range -1 TO 15pH, Big Display | 9450
P5 | Model PH TEST 20 Resolution 0.01pH Ph buffer Point 3pt with ATC,Range -1 TO 15pH, Big Display | 12600
P6 | Model PH TEST 30 Resolution 0.01pH Ph buffer Point 3pt with ATC, Range -1 TO 15pH, TEMP. Display | 16200
P7 | Model PH TEST 10 BNC Resolution 0.01pH Ph buffer Point 3pt, Range -1 to 15pH without Electrode | 13500
P8 | Model PH SPEAR Resolution 0.01pH Ph buffer Point 3pt Range -1 to 15pH Tipped electrode for semi solids | 35100
P9 | PHSENSOR 03DJ Electrode Spare Replacement Single Junction for pH 10 / 20 / 30 | 5940
*ECO Models are with NON-REPLACEABLE SENSORS
| PH METERS PEN TYPE - HANNA/ HM / TESTO | GLOSIL
P10 | pH Meter pHep Range 0 to 14pH Resolution 0.1pH BOLD Display HI98107 New | 4625
P11 | pH Tester pHep Bold Range 0 to 14 pH HI98107P New | 3000
P12 | Model PH-80 Water Proof Range 0 to 14 Ph, Resolution 0.1pH, SMALL Display | 1900
P13 | Model PH-200 Water Proof Range 0 to 14 Ph, 3 point calibration Resolution 0.01pH SMALL Display | 5550
P14 | Testo 206 Pocket Size pH Meter Many variants available, with easy to change sensors in case of service, with calibration mode for easy on site calibration | POR
| PEN TYPE pH METER ECONOMY MODEL | GLOSIL
P15 | Aceteq pH Meter PH 035 WP Range 0 to 14pH, Resolution 0.01pH, BOLD Display | 2000
P16 | Model PH-03 pH Meter Range 0 to 14 pH | 700
P17 | Model pHep (Box Pack) Flat 107 Model Range 0 to 14pH Resolution 0.1pH SMALL Display | 500
| PH METERS PORTABLE - EUTECH | GLOSIL
P18 | Model pH602 PLUSK Parameter pH , mv no memory power battery no Output | 37800
P19 | Model pH WP 150 02K Parameter pH, Mv, 150 Memory Power main/Battery no Output | 42300
P20 | Model pH WP 450 02K Parameter pH, Ion, mv 500 Memory Power main/Battery RS 232 Output | 56700
P21 | Model pH WP60042K Parameter pH, Mv 500 Memory Power main/Battery RS 232 Output | POR
P22 | Model pH WP61042K Parameter pH, Mv 500 Memory Power main/Battery RS 232 Output | POR
| PH METERS PORTABLE - LABOHOLIC | GLOSIL
P23 | LH-14 Portable pH Meter handy 3.5 digit LCD display in ABS plastic body. touch switches with pH electrode. | 4300
| PH BENCH MODEL - EUTECH | GLOSIL
P24 | PH TUTOR - DS Parameter 0-14 Ph, pH Resolution 0.01, CAL Point 3 Point Accessories ATC Electrode , Swivel arm stand. | 32400
P25 | PH TUTOR - D Parameter 0-14 Ph pH Resolution 0.01 CAL Point 3 Point Accessories 3in1 ATC pH probe with Indian stand | 27900
P26 | PH TUTOR - DI Parameter 0-14 Ph pH Resolution 0.01 CAL Point 3 Point/3in1 ATC pH probe with Indian swivel stand | 27500
P27 | PH TUTOR - S Parameter 0-14 Ph, pH Resolution 0.01 CAL Point 3 Point Accessories Elect / Indian Stand | 24300
P28 | PH TUTOR - L Parameter 0-14 Ph pH Resolution 0.01 CAL Point 3 Point Accessories Elect lutron electrode/ Indian stand | 21750
P29 | PH TUTOR - I Parameter 0-14 Ph pH Resolution 0.01 CAL Point 3 Point Accessories Indian Glass Elect and Indian Stand | 19800
P30 | ECPH70042S Parameter pH,MV,Temp pH Resolution 0.01 CAL Point 5 Point Accessories Elec/Arm/Temp.Probe | 39600
P31 | ECPH70042GS pH 700 meter with glass body, open pore pH electrode EC620131, ATC Probe PH5TEMB01P, integral electrode holder and 100/240 VAC Adapter | 52200
P32 | ECPH270042GS Parameter pH,MV,Temp pH Resolution 0.001 CAL Point 6 Point Output RS 232 Accessories Elec/Arm/Temp.Probe | 74700
P33 | ANTECH AN 270 Printer Suitable for ECPH270042S model . | 36000
P34 | ECPH27005E pH 2700 meter with glass body, open pore pH electrode, EC620131, ATC Probe PH5TEMB01P,integral electrode holder ,100/240 VAC Adapter and RS232 cable Range -2 to 20ph | 72000
P35 | ECPH27005E-P pH 2700 meter with glass body,open pore pH electrode EC620131, ATC Probe PH5TEMB01P,integral electrode holder ,100/240 VAC Adapter, RS232 cable and AN-270 Dot MatrixPrinter | 104400
| PH & CONDUCTIVITY METER COMBO OFFER | GLOSIL
P36 | PH 700 & CON 700 | 85000
| PH METER TABLE MODEL - LABOHOLIC | GLOSIL
P37 | LH-5001 Trutouch pH Meter, 5 Inch touch screen with high resolution and sensitivity, Measure pH (Range 2.0 to 20.0, -2.00 to 20.00, -2.000 to 20.000; ±2000 mV, Resoultion: 0.1, 0.01, 0.001 pH; 0.1,0.01 mV), ORP and Temperature (-10.0 to 110.0 ˚C, -4.0 to 248.0 °F), Auto buffer recognition, Auto sensor check facility, 5 point calibration automatic, up to five point calibration, (1.68, 4.01, 7.01, 9.18, 12.45) , Next calibration alarm with date, Meet GLP norms,Password protected data login facility, PC attachment through USB, 1000 data storing facility with file name. NEW ADDITION | 31000
| EPSON LX-310 Printer Suitable for Trutouch Conductivity Meter(LH-5100) & Trutouch pH Meter(LH-5001) | 15500
P38 | LH-501 Microbased pH/Temperature/Mv meter(Graphical display) A research grade instrument with 128 x 64 large Graphical LCD display having auto temperature compensation, range -2.000 to 20.000 pH, resolution 0.001, auto buffer recognition, fluid resistant housing & rotational electrode stand along with accessories. Its features include 5 point calibration. Data storage facility up to 1000 samples, complete with pH electrode, temp. probe, rotational electrode stand, dust cover & instructions manual computer interface through USB | 19000
P39 | LH-50 Microbased pH/Temperature/Mv meter(Graphical display) A research grade instrument with 128 x 64 large Graphical LCD display having auto temperature compensation, range O.OO to 14.00 pH, resolution 0.01, auto buffer recognition, fluid resistant housing & rotational electrode stand along with accessories. Its features include 5 point calibration. Data storage facility up to 1000 samples, complete with pH electrode, temp. probe, rotational electrode stand, dust cover & instructions manual computer interface through USB. | 13000
P40 | LH-49 Microprocessor pH /Temperature/mv Meter MICROPROCESSOR based pH/ Temperature/mv Meter A research grade instrument with 16 X 2 alpha numeric LCD display having auto temperature compensation,auto buffer recognition along with accessories. Its features include 5 point calibration. Data Storage facility upto 1000 samples, complete with pH electrode, temperature probe, electrode stand, dust cover & Instruction Manual, computer interface with USB. | 11750
| LH-101 Auto Digital pH Meter with Manual Temperature Compensation with inbuilt stirrer. combination pH electrode. 3.5 digit LED display. Useful for pH and Redox Potential measurements. Range 0.0010 14.00, Touch Button Calibration | 6000
P41 | LH-10 Auto Deluxe pH Meter with Automic Temp.compensation, combination pH electrode and RTD probe,3.5 digit LED display. Useful for pH and Redox potential measurements. Range 0.00 to 14.00. Touch button calibrations provided | 5800
P42 | LH-11 Auto Digital pH Meter with Manual Temperature Compensation. combination pH electrode. 3.5 digit LED display. Useful for pH and Redox Potential measurements. Range 0.0010 14.00, Touch Button Calibration | 4900
LABOHOLIC PH METER ACCESSORIES
| GEL FILLED EPOXY BODY COMBINATION ELECTRODE | 2250
| PH COMBINATION ELECTRODE | 1500
| LABOHOLIC SWING ARM STAND WITH GOOD BASE | 750
| TEMPERATURE PROBE FOR PH METER | 1200
| PH METER SPARE ELECTRODES / STANDS | GLOSIL
P43 | Spare Lutron PE-03 ph combined electrode Gel filled BNC jack with protection cover | 1825
P44 | PC22 pH glass combined electrode KCL filling type BNC jack OR Suitable for all brand of pH meters | 475
P45 | pH unbreakable Gel filled combined electrode EPOXY body | 750
P46 | pH unbreakable Gel filled combined electrode EPOXY body with Banana pin | 750
P47 | LABOHOLIC SWING ARM STAND WITH GOOD BASE AT BEST RATE | 750
| PH Buffer Solution EUTECH make 480 ml bottle with calibration certificate Available Ranges 1.68 / 4.01/ 6.86 | REFER B
| pH Electrode Storage Solution 480ml with Calibration Certificate ECRE005 | REFER B
SPECIAL ELECTRODES AND ION SPECIFIC ELECTRODES PRICES MAY BE QUOTED ON REQUEST
| PH/EC/TDS MULTIPARAMETERS:- COMBO METERS PEN TYPE - EUTECH | GLOSIL
P48 | CTS EXPERT Eutech COND/ TDS / SALINITY / TEMP. Combo meter | 9450
P49 | PCTESTr35 Parameters Ph/Cond/Temp Range 0.0 to 14.0 Ph/0 to 1999 µS/cm/2.00 to 20.00MS Resolution 0.1 Ph/1 µS/cm/0.01 mS/cm Accuracy ±0.1pH /±1µS Large Display with temp | 17100
P50 | PTTESTr35 Parameters Ph/TDS/Temp Range 0.0 to 14.0Ph/0 to 999 ppm/1 to 10.00ppt Resolution 0.1 Ph/1 ppm/0.01 ppt Accuracy ±0.1 pH/ ±1ppm Large Display with temp IP 67 wp | 17100
P51 | PCSTESTr35 Parameters Ph/Cond/TDS/Salinity/Temp Range 0.00 to 14.00Ph/0.0 to 20ms/0-10.00 ppt/ 0 to 50 c Resolution 0.01Ph/1 µS/cm/0.01µS/cm/ 0.1ppm/1 ppm Accuracy ±0.1pH /±0.1µS/±0.1ppm Large Screen Display with temp | 22500
| PH/EC/TDS MULTIPARAMETERS:- COMBO METERS PEN TYPE - ACETEQ / HANNA / HM | GLOSIL
| ACETEQ COM-400 4 in 1 pH / Cond / TDS / Temp Meter 0-14 ph /0 - 20000 µS / 0- 10000 ppm / 1 - 60°C | 2750
| ACETEQ COM-500 5 in 1 pH / Cond / TDS / Salinity /Temp Meter 0-14 ph /10 - 400ms / 0- 200 ppt / 0 - 200ppt 1 - 60°C | 3500
| HANNA HI 98129 (low Range) pH/Cond/Tds meter (or) HANNA HI 98130 (hight Range) pH/Cond/Tds meter | 16000
P52 | COM80 Model COND /TDS HM Model. Range 9990 uS/5000ppm, Resolution 10µs/10ppm, TEMP.BOLD Display | 1550
P53 | COM-100 Waterproof Professional Series EC/TDS Meter, measures EC, TDS, Salinity & Temperature, wit ATC , Replaceable Sensor | 3800
P54 | COM-360 pH/EC/TDS Meter pH Range: 0.0 – 14.0 pH EC Range: 0 - 9990 μS; 0 - 9.99 mS,TDS Range: 0 - 8560 ppm (mg/L); 0.5 (NaCl) scale; 0.7 (442) scale, 0 - 5000 ppm (mg/L), Temperature Range: 0.1 - 50°C | 9950
| PH/EC/TDS MULTIPARAMETER TESTER PORTABLE - EUTECH / HM | GLOSIL
P55 | ECPCWP45004k Parameters ph/cond/TDS Range -2.00 to 16.00/200ms/200ppt ORP YES POWER main/BT | POR
P56 | ECPDWP45004K ph/DO Range -2.00 to 16.00/20ppm ORP YES POWER main/BT | POR
P57 | ECPCDWP65044K pH/ION/ORP/Cond/Sal/TDS/DO/Res Range -2.00 to 20.00/0.00-19900/(+/- 2000mv) 0-500ms/0-80 ppt/2-20Mohm/0-500ppt/90ppm Power battery/9V DC | 250000
P58 | HM-200 Portable pH/EC/TDS/Temp Monitor | 18100
P59 | HM-500 HydroMaster: EC/TDS, pH, Temp Continuous Monitor Range: pH: 0.00 – 14.00 pH,Temp. 0.0 – 80.0 °C,TDS: 0 – 9999 ppm / 0 – 10.00 ppt,EC: 0 – 9999 µS / 0 – 20.00 mS | 22050
| PH/COND/TDS/SALINITY MULTIPARAMETER BENCH MODEL - EUTECH | GLOSIL
P60 | ECPC70043S Parameters PH/Mv/Cond/ TDS with Feet/Glass Electrode Dual Display | 85500
P61 | ECPC270043S PH/Mv/Ion/Cond/TDS/Resist/Salinity with Cond cell/ph Glass Electrode Dual Display Memory 500 / RS232 | 120000
| PH/COND/TDS/SALINITY MULTIPARAMETER BENCH MODEL - LABOHOLIC | GLOSIL
P62 | LH-51 Microprocessor Conductivity/TDS/Salinity/Temp. Meter (Graphical Display) a research grade instrument with 128 x 64 Large Graphical LCD display having automatic calibration, automatic range selection, automatic Temperature compensation, selectable reference temp, fluid resistant housing & rotational electrode stand along with accessories. Data Storage fealty up to 1000 samples, complete with cell. temperature probe, rotational electrode stand, dust cover& instructions manual, computer interlace through USB | 13000
P63 | LH-53 Microprocessor pH/Conductivity/TDS/Salinity/Temp. Meter a research grade instrument with 16 x 2 Large LCD display having automatic calibration, automatic range selection, automatic Temperature compensation,selectable reference temp, fluid resistant housing & rotational electrode stand along with accessories. Data Storage fealty up to 1000 samples, complete with cell. temperature probe, rotational electrode stand, dust cover & instructions manual, computer interlace through USB NEW | 17000
P64 | LH-23 Digital Ph, Conductivity and Temperature Meter for measurement of pH. Conductivity & temp., 3.5 digit LED display supplied with pH combination electrode, conductivity cell and temp.probe | 7250
P65 | LH-25 Digital TDS/Conductivity Meter Digital Conductivity Cum TDS meter 3.5 digit LED display with facility for temp. compensation & digital cell constant adjustment along with conductivity cell | 6500
| MULTIPARAMETER WATER SOIL TESTING KIT | GLOSIL
P66 | LH-59 Microprocessor Water & Soil Analysis Kit for measurement of pH. conductivity. mv, TDS Salinity. D.O. & temperature, 16 x 2 Alphanumeric LCD Display, Battery cum mains operated with all accessories fitted in an briefcase. Data storage facility upto 1000 samples and external printer attachment facility available Computer interface through USB. | 32000
P67 | LH-60 Deluxe Water and Soil Analysis Kit 3 1/2 digit LCD display covering (7 parameters): pH. Conductivity, TDS. Salinity, Turbidity, D.O. & Temp with rechargeable battery, complete with accessories, fitted in briefcase. | 18500
P68 | LH-61 Digital Water and Soil Analysis Kit 3 1/2 digit LCD display covering (6 Parameters): pH, Conductivity. TDS, ORP. D.O. & Temp. Battery cum mains operated, complete with accessories, fitted in briefcase. | 16775 | f
P69 | LH-62 Water and Soil Analysis Kit (Without O.O.) 3 1/2 digit LCD display covering (5 Parameters) : pH. Conductivity. TDS. ORP & Temperature. Battery cum mains operated, complete with accessories, fitted in briefcase. | 15500
| PH METER SOIL - LUTRON | GLOSIL
P70 | Soil pH meter Model pH220S handheld with tipped electrode for soil and semi solid BNC Connettor Lutron , Taiwan make | 8500
P71 | Soil pH Meter Model pH 212 with Sharp Tip Indian Electrode | 9000
| POTENTIOMETER DIGITAL - LABOHOLIC | GLOSIL
P72 | LH-22 Digital Potentiometer (with inbuilt stirrer) for Redox Potential Measurement, 3.5 digit LED Display, RangeO to + 1999mv. Resolutions lmv Accuracy +1%, Power supply 230V +10%AC, Supplied with O.R.P. Electrodes, Electrode Stand &Dust Cover. | 6700
P73 | LH-32 Digital Potentiometer for Redox Potential Measurement, 3.5 digit LED Display, Range O to + 1999mv.Resolutions lmv Accuracy +1%, Power supply 230V +10%AC, Supplied with O.R.P. Electrodes, Electrode Stand & Dust Cover. | 6100
| POTENTIOMETER ELECTRODES SPARE | GLOSIL
P74 | Calamel (reference) Electrode Banana (or) BNC Pin for Potientiometer | 270
P75 | Glass Electrode Banana Pin for Potientiometer | 450
P76 | Platinum Electrode Banana Pin for Potientiometer/ BNC Connector | 630
P77 | Silver Electrode Banana pin for Potientiometer | 450
P78 | Copper Electrode with Banana pin | 300
P79 | Cadmium Electrode with Banana pin | 330
P80 | Aluminium Electrode with Banana pin | 300
P81 | Zinc Electrode with Banana pin | 300
P82 | Reference Electrode ( Ag/ AgCL) with Banana pin | 300
| POLARIMETER ADVANCE MAKE | GLOSIL
P83 | Ploarimeter PA 1R Deluxe Model with Integrated Lighiting System with Imported Eye piece | 68625
P84 | Model PA-1R Standard Model triple shadow with improved definition angular scale 0-360c accuracy 0.05 sample Tube size 220mm supplied complete with integrated lighting assembly | 46850
P85 | Model PA-2 triple shadow 220mm standard Model with integrated power supply | 41000
P86 | Semi Automatic Polarimeter SAP-2 Advance Make | 192300
P87 | Automatic Polarimeter Digital Sucro Pol D Advance | 819500
| POLARIMETER DIGITAL AUTOMATIC - LABOHOLIC | GLOSIL
P88 | LH-7510 Automatic Polarimeter Touch Screen Colour display, Measurement of Dark-coloured sample USB & RS232, No warm-up time is required when instrument is switched on, Insulated Sample chamber to keep sample temp.constant,Photodiode Detector, 4 Test modes Optical rotation, Specific rotation sugar degree and concentration, LED Light source, Measurement range ±45°(optical rotation ±120°C(Sugar), Wavelength 589.3 nm,Minimum Indicating value 0.001°, USB & RS232 interface NEW ADDITION | 244000
P89 | LH-750 Digital Automatic Polarimeter advanced digital circut and microcomputer control based, large display storage of 3 times result for Re-M (repetition measurement) and calculation of averages value Measurement of colored samples. RS 232 interface. Measurement range -45ºto +45º, -120º to+ 120ºZ. Most suitable for sugar industries for sugar content measurements. (Imported) | 206000
P90 | LH-740 Digital Automatic Polarimeter Domestic advanced digital circuit and microcomputer control. graphical LCD display. Storage of three times results for Re-M (repetition measurement) and calculation of average value. Measurement of dark-colored sample. USB interface. Measurement range -70º to+ 70º(optical rotation)and - 200º to+ 200º Z (sugar scale). Most Suitable for sugar content measurements. | 92000
| PETRICANS | GLOSIL
| Petrican SS 4" Heavy | 1500
| PETRIDISH ANUMBRA | GLOSIL
| Petridish Anumbra 6" | 375
P91 | Petridish Anumbra 4" | 90
P92 | Petridish Anumbra 3" | 90
P93 | Petridish Anumbra 2" | 90
PLATINUM CRUCIBLE Price Rs.4375/gm PRICE VARY ON DAY TO DAY BASIS
Prices are subject to change without notice
P94 | Platinum Capacity 10cc Dia 26mm Height 29mm Crucible 8gm Approx / withRIM 9.5gms Approx / With Lid 12gms Approx
P95 | Platinum Capacity 15cc Dia 29mm Height 33mm Crucible11gm Approx / withRIM 13gms Approx / with Lid 17gms Approx
P96 | Platinum Capacity 25cc Dia 35mm Height 39mm Crucible 20gms Approx / withRIM 23gms Approx / with Lid 28gms Approx
PLATINUM WIRE Price Rs.4375/gm PRICE VARY ON DAY TO DAY BASIS
P97 | Platinum Wire Thickness 0.2mm Gauge 36 Gauge / GM 57" Approx length 150cm/gm
P98 | Platinum Wire Thickness 0.3mm Gauge 30 Gauge / GM 27" Approx length 66.5 cm/gm
P99 | Platinum Wire Thickness 0.35mm Gauge 29 Gauge / GM 20" Approx length 49 cm/gm
P100 | Platinum Wire Thickness 0.4mm Gauge 27 Gauge / GM 10" Approx length37.5 cm/gm
P101 | Platinum Wire Thickness 0.5mm Gauge 25 Gauge / GM 10" Approx length 24 cm/gm
P102 | Platinum Wire Thickness 1.0mm Gauge Gauge / GM 2.5" Approx length 6 cm/gm
PLATINUM TIPPED TONGS & PT / PTRH
P103 | Platinum tipped tongs 8” | 12000
P104 | Platinum tipped tongs 12” | 16000
| PROJECTION MICROSCOPE | GLOSIL
P105 | Please Refer Microscope "M" Page
| PROBE SONICATOR DIGITAL | GLOSIL
P106 | LH-3510 Digital Probe Sonicator. Rated power 250w, Input freqency 50Hz-60Hz, Power and amplitute adjust 0-100%, sonotrode length 120mm, sonotrode Dia 8mm, sonotrode frequecy 20KHz, 1s-99 hours with pause function, continuous working, Built-in circuit, Over loading, Over temperature, Antishort-circuit, Soft start, Cable length 2m, Environment Temp.0-40°C, Max Temp. of Sonotrode - 100°C, Max Pressure 5Mps, Treatment capacity of liquid 10L/H, Braker type for Batch 20ml-200ml. NEW ADDITION | 200000
| PCR THERMAL CYCLER - LABOHOLIC | GLOSIL
P107 | LH-2410 PCR Gradient Thermal Cycler. Convenient and flexible module, replacement mode, Large size super-high-definition LCD Screen. Intuitive, user friendly interface makes program easier and faster, Memory function in case of power down, Low noise, low energy consumption, long service life. Solemn, elegant appearance, innovative design, Capacity 96x0.2ml(A); 54x0.5ml(B), 96x0.2ml+77x0.5ml(C;384 well:D), temp.range 0'C T99.9°C (Rt less than equal to 30°C),Max cooling rate, >equals to 3.5'C/s, Max.no.of cycle 99, USB 2.0/RS232 interface. NEW ADDITION | 366000
P108 | LH-240 Digital Thermal Cycler PCR Non Gradient Thermal Cycler. Has adjustable pressure hot lid to prevent volatilizing and dewing, Heat lid with pressure alarm device to prevent damage of test tubes against pressure. Convenient and flexible module replacement mode. Innovative module wire socket design achieves module replacement without wire. Unique left-right design for amplification area and operating area. Coloured and wide screen displaying multiple details. Performs 20000 times non-breakdown operation. Block capacity 61 x 0.2 ml, Tenmp range 4ºC"' 99ºC, Max heating rate < 2.SºC/s, Max Cooling rate < 2.SºC/s. Temperature display accuracy 0.1 ºC, Max program unit 9 Max Cycle No. 99. (Imported) | Discontinued
PHARMALAB EQUIPMENTS
TABLET HARDNESS MANUAL
| Tablet Hardness Tester Monsanto type Brass chrome plated | 3000
| Tablet Hardness Tester PFIZER Dial Type 20kgs | 5500
| BULK DENSITY APPARATUS - LABOHOLIC | GLOSIL
P109 | LH-77 Digital Bulk Density Apparatus with 1-9999 programmable strokes and facility for holding 2 nos. (50/lOOml) cylinders simultaneously. 250ml Cylinder holder will be provided. NEW | 35000
| TABLET HARDNESS TESTER DIGITAL - LABOHOLIC | GLOSIL
P110 | LH-780 Digital Tablet Hardness Tester LCD with backlit display, User friendly 9 keys operations, Hardness range 5-500 N, Hardness accuracy +0.05% FS, Measuring unit N(Newton),KGF(Kilogram Force) and LBW(Low Bound Force), RS-232 Interface NEW ADDITION | 64000
| MELTING POINT APPARATUS - LABOHOLIC | GLOSIL
P111 | LH-108 Digital Melting Point Apparatus with resolution O.lºC to measure melting point I boiling point of solid and liquid samples. Temperature range 0-300ºCwith 411 TFT Screen & Camera. NEW | 49000
P112 | LH-109 Automatic Melting Point Apparatus (Graphical Display) a research grade instrument with 128x64 Graphical LCD display, Icon based navigation menu for ease of operation, Programmable Ramp rates (slow, medium and Rapid). Storage up to 1000 results, Quick Cooing with Integrated fans. Audio and Visual Indications for System Status, Range ambient to 300ºC, USB Interface to PC. Power 230V 210 % AC. | 30500
P113 | LH-115 Digital Melting Point Apparatus Within built Silicon Oil Bath and Stirrer Adjustable heating rate and stirrer speed. Range upto 275 º Cwith readability of 1ºC. | 18300
| FRIABILITY APPARATUS - LABOHOLIC | GLOSIL
P114 | LH-710 Microprocessor Friability Apparatus (Double Wheel) measures the tendency of a tablet to chip or breakdown to pieces when held under mechanical stresses. lt uses the latest microcontroller, 20 x 4 line alphanumeric LCD display with backlit, soft touch membrane type keys, Rotational speed of drums can be set at different speeds (20-60 rpm), the samples can be loaded and unloaded conveniently without removing the drums, USB interface for computer connection available. NEW | 41000
P115 | LH-70 Digital Friability Test Apparatus (Double Drum) Measures Obsession Strentgh of Tablets with programmable timer. Rotation Speed 25 rpm +/-1, auto & manual mode of operation with 2 acrylic drums, ResuIts are displayed on 3 digit LED display and it has 3 digit presettablecontrol. | 19000
P116 | LH-71 Digital Friability Test Apparatus {Single Drum) Measures Obsession Strength of Tablets with programmable timer. Rotation Speed 25 rpm +/- 1, auto & manual mode of operation with 1 acrylic drums, Results are displayed on 3 digit LED display and it has 3 digit presettable control. | 17000
| TABLET DISINTEGRATION TEST APPARATUS - LABOHOLIC | GLOSIL
P117 | LH-731 Microprocessor Disintegration Test Apparatus (2 Basket) with 20 x 4 line alphanumeric LCD Display, 20 Setupsstorage facility, 1000 samples storage facility, Dual temperature sensor control of Water bath and Beaker and USB interface for computer connection available. NEW | 40000
P118 | LH-74 Digital Tablet Disintegration Test Apparatus (with two baskets) measures disintegration time of 12 tablets/capsules at one time. Disintegration time is displayed on LED display. | 19250
P119 | LH-73 Digital Tablet Disintegration Test Apparatus (with single baskets) measures disintegration time of 6 tablets/capsules at one time. Disintegration time is displayed on LED display | 18000
| TABLET DISSOLUTION APPARATUS - LABOHOLIC | GLOSIL
P120 | LH-721 Microprocessor Dissolution Test Apparatus (Eight Basket) with 20 x 4 character alphanumeric LCD Display, Range 25-200 RPM, resolution 1 RPM and accuracy+ 1 RPM, Snap fit Paddle Attachment, Marble Finish Top Plate, Circulating Pump, 20 Setup Storage facility, 400 test samples storage and with printer attachment facility.USB interface for computer connection available. NEW | 199000
P121 | LH-720 Microprocessor Dissolution Test Apparatus (Six Basket) with 20 x 4 character alphanumeric LCD Display,Range 25-200 RPM, resolution 1 RPM and accuracy+ 1 RPM, Snap fit Paddle Attachment, Marble Finish Top Plate, Circulating Pump, 20 Setup Storage facility, 400 test samples storage and with printer attachment facility. USB interface for computer connection available. NEW | 185000
P122 | LH-7210 Microprocessor Dissolution Test Apparatus (8 Basket) with 7 Inches Coloured Touch Screen, 19 soft touch membrane type keys, Password protected data login facility, Compiles useful for Pharmaceutical labs, Highly Accurate and Easy to operate,Range 25-200 RPM, resolution 1 RPM and accuracy+ 1 RPM, Three Programming Modes i.e. Routine, Sustain and Control, 40 Independent programmable setups for Routine and Sustain Mode with storage facility, 400 Samples Storage Facility,Printer Attachment facility,Audio Visual Indicators for System Status, Easy to Empty & Clean the Water bath with Bottom Drainage, Continuation of last sample run in case of power failure. USB interface for computer connection available. NEW ADDITION | 215000
| LEAK TEST APPARATUS - LABOHOLIC | GLOSIL
P123 | LH-75 Digital Leak Test Apparatus (12" DESICCATOR) with digit seven segment bright red LED display, programmable vacuum hold time up to 9999 secs. Extremely useful for packing industry and ideal for leak testingfor strips, blisters & sachets. Please specify the desiccator size while ordering. Supplied in S.S. 304 Cabinet. | 40000
| TABLET HARDNESS TESTER - GLOLAB | GLOSIL
P124 | G-PHT-101 Portable Tablet Hardness Tester ,LCD with backlit display,User Friendly 9 Key operations, Hardness range 5-500N, Interface Ports RS-232, allows for real time data tansfer, Can store 10 test values and calculate the average of the stored test value automatically | 50000
P125 | G-TT-301 Hardness Tester with 500N Capacity with Printer interface is an automated 3 station Tablet Hardness test instrument to test the essential physical parameters of Thickness, Diameter and Hardness of Solid dosage forms. LED Display, Thickness, Diameter and Hardness Data, Number of tests for statistics: Up to 99, Interface : RS-232(Serial Port for Service Use Only), External 80/40 Column Printer and 40 column in built Mini Dot Matrix Printer) | 275000
P126 | G-TT-401 Hardness Tester with 500N Capacity with Printer interface is an automated 5 station ( weight, Width, Thickness, Diameter and Hardness) Tablet Hardness test instrument to test the essential physical parameters of Weight , Width , Thickness, Diameter and Hardness of Solid dosage forms. LCD Display, Weight , Width , Thickness, Diameter and Hardness, Number of tests for statistics: Up to 100, Interface : USB Type A, USB Type B, LAN, RS - 232(serial Port for Balance Connection),External 80/40 Column Printer,"ADJUSTMENT FREE" TESTING JAWS | 375000
| TABLET FRIABILITY TESTER - GLOLAB | GLOSIL
P127 | G-FT-201 Tablet Friability Tester LCD Display 20 x 4, 40 Column inbuilt Mini Dot Matrix printer Alpha-Numeric Functional Keys RS-232 x 3,Variable Speed 20 – 60 RPM | 70000
| BOTTLE CAP TORQUE TESTER - GLOLAB | GLOSIL
P128 | G-BCT-201 BOTTLE CAP TORQUE TESTER with Printer interface - BCT 201 used to measures the torque value , High Resolution , High Accuracy , Easy to operate , Force gauge can display the torque direction. Memorization of 4 thresholds-Very Low , Low , High , Very high, Interface- LAN , RS - 232, External 80/40 Column printer | 140000
| VACUUM LEAK TESTER WITH DESICCATOR - GLOLAB | GLOSIL
P129 | G-VLT-201 Vacuum Leak Tester with Desiccator Vacuum Range 150 - 600 mmHg,Alphanumeric Keypad LAN, RS - 232 , External 80/40 column printer and 40 column built in mini Dot Matrix Printer | 82000
| LEAK TESTER NANO - GLOLAB | GLOSIL
P130 | G-NVLT-101 Leak Tester Apparatus(NANO) is designed with utmost precision using top notch quality material and advanced equipment. Comprises a polycarbonate desicators housing to sustain the vacuum for long time can be released manually.Vacuum Range 550mmHg ±10mmHg, 4-digit LED display, push button (4 keys), High Quality vacuum guage. | 43000
| TABLET DISINTEGRATING APPARATUS - GLOLAB | GLOSIL
P131 | G- DT 101 Tablet Disintegrating Apparatus 20 X 2 Line back lighted LCD display,Alphanumeric splash water proof polyester soft keys 3, Stroke Length 5.5, ±0.1 cm,1000 ml x 2 beakers | 80000
| TAP DENSITY TESTER - GLOLAB | GLOSIL
P132 | G-TD-101 TAP DENSITY TESTER is a density Measurement equipment used to measure tapped tensity of powders, as well as granulated or flaked materials by standardizedand repeatable procedures. 20 X 2 Line backlighted LCD Display, Platform Rotation 5 - 15 rotation / minute, RS-232 for Data Downloading | 85000
| ELECTROMAGNETIC SIEVE SHAKER - GLOLAB | GLOSIL
P133 | G-ES-201 ELECTROMAGNETIC SIEVE SHAKER is a solid state instrument with Monochorme Graphical Dispaly designed to assess the particle size distribution of a granular material. It is Powered by an Electromagnetic drive which has no rotating Part, hence the operation is quick and maintenance free. This Instrument can operate on various types of material like Sands, Crushed Rock, Soil, Grain and Seeds etc..Touch screen 7 inch Display, Dot Matrix Printer 80 C (Ext), USB interface | 105000
| MOULDS | GLOSIL
P134 | Suppository mould (2 holes) 1 ML | 420
P135 | Suppository mould (4 holes) 1 ML | 480
P136 | Suppository mould (6 holes) 1 ML | 560
P137 | Lipstick Mould ( 4 Holes) 2 ML | 950
| PRESSURE GUAGE SMART - TESTO | GLOSIL
P138 | Testo-510i Smart Differential Pressure Guage measurement of gas flow and static pressure as well as volume flow,range of -150 to 150 hPa, wireless connection to a smartphone or tablet via Bluetooth free app, All measurement data in graph or tabular format, can be directly sent as PDF or excel files | 12500
PLASTIC LABWARE POLYLAB
BEAKER
| Beaker 50 ml pkt of (12pcs)Each | 10
| Beaker Euro Design 100 ml pkt of (12pcs)Each | 12
| Beaker 250 ml pkt of (12pcs)Each | 22
| Beaker 500 ml pkt of (12pcs)Each | 31
| Beaker 1000 ml pkt of (6pcs)Each | 53
| Beaker 2000 ml pkt of (6pcs)Each | 106
BURETTE
| Burette 25 ml pkt of (10pcs)Each | 290
| Burette 50 ml pkt of (10pcs)Each | 320
| Burette 100 mlpkt of (10pcs)Each | 550
PIPETTE PUMP
| Pipette Pump 2 ml pkt of (12pcs)Each | 300
| Pipette Pump 10 ml pkt of (12pcs)Each | 300
MEASURING CYLINDER (HEXAGONAL)
| Measuring Cylinder 10 ml Each | 14
| Measuring Cylinder 25 ml Each | 20
| Measuring Cylinder 50 ml pkt of (12pcs)Each | 25
| Measuring Cylinder 100 ml pkt of (12pcs)Each | 28
| Measuring Cylinder 250 ml pkt of (6pcs)Each | 53
| Measuring Cylinder 500 ml pkt of (4pcs)Each | 83
| Measuring Cylinder 1000 ml pkt of (3pcs)Each | 154
| Measuring Cylinder 2000ml pkt of (2pcs)Each | 528
MEASURING JUG with handle
| Measuring Jug 250 ml pkt of (12pcs)Each | 26
| Measuring Jug 500 ml pkt of (12pcs)Each | 33
| Measuring Jug 1000 ml pkt of (6pcs)Each | 66
| Measuring Jug 2000 ml pkt of (6pcs)Each | 106
| Measuring Jug Euro Design- 5000 ml pkt of (4pcs)Each | 242
CONICAL FLASK
| Conical Flask 250 ml pkt of(12pcs)Each | 70
| Conical Flask 500 ml pkt of (12pcs)Each | 110
| Conical Flask 500 ml pkt of (12pcs)Each | 125
REAGENT BOTTLE (WIDE MOUTH)
| Reagent Bottle (Wide Mouth ) 60 ml Each | 15
| Reagent Bottle (Wide Mouth ) 125 ml Each | 20
| Reagent Bottle (Wide Mouth ) 250 ml Each | 35
| Reagent Bottle (Wide Mouth ) 500 ml Each | 44
| Reagent Bottle (Wide Mouth ) 1000 ml Each | 77
REAGENT BOTTLE (NARROW MOUTH)
| Reagent Bottle (Narrow Mouth ) 60 ml Each | 13.2
| Reagent Bottle (Narrow Mouth ) 125 ml Each | 17.6
| Reagent Bottle (Narrow Mouth ) 250 ml Each | 29.7
| Reagent Bottle (Narrow Mouth ) 500 ml Each | 36.3
| Reagent Bottle (Narrow Mouth ) 1000 ml Each | 72.6
WASH BOTTLE
| Wash Bottle 250 ml pkt of (12pcs)Each | 33
| Wash Bottle 500ml pkt of (6pcs) Each | 44
| Wash Bottle 1000ml pkt of (6pcs)Each | 77
DROPPING BOTTLE
| DDropping Bottle 60 ml pkt of (12pcs)Each | 17.6
| Dropping Bottle 125 ml pkt of (12pcs)Each | 22
FISHER CLAMP
| Fisher Clamp - Single pkt of (12pcs)Each | 52.8
| Fisher Clamp - Double pkt of (6pcs)Each | 105.6
| Funnel Holder - Single pkt of (12pcs)Each | 75
| Seperatory Funnel Holder pkt of (12pcs)Each | 80
| Retort Stand 225x150mm-Side Hole | 451
DESICCATOR PLASTIC
| (Vacuum) PP/PC 150 mm | 1575
| (Vacuum) PP/PC 200 mm | 2500
| (Vacuum) PP/PC 250 mm | 3125
| (Vacuum) PP/PC 300 mm | 4875
| (Plain) PP/PC 150 mm | 1000
| (Plain) PP/PC 200 mm | 1820
| (Plain) PP/PC 250 mm | 2430
| (Plain) PP/PC 300 mm | 4050
KIPPS APPARATUS
| Kipp's Apparatus 250 ml | 950
| Kipp's Apparatus 500 ml | 1125
| Kipp's Apparatus 1000 ml | 1300
FUNNEL
| Funnel 50mm pkt of (72pcs)Each | 10
| Funnel 75 mm pkt of (36pcs)Each | 12
| Funnel- Long Stem 100 mm pkt of (36pcs)Each | 20
| Funnel- Long Stem 150 mm pkt of (12pcs)Each | 70
| Buchner Funnel 70 mm pkt of (12pcs)Each | 100
| Buchner Funnel 110 mm pkt of (6pcs)Each | 150
| Buchner Funnel 90 mm pkt of (12pcs)Each | 135
TEST TUBE STAND
| 16 mm to 25 mm 6 hols | 35
| 25 mm x 12 Tubes | 175
| 20 mm x 40 Tubes | 400
CARBOY
| carboy with stop clock 10lt | 1750
| carboy with stop clock 20lt | 2500
CENTRIFUGE TUBE
| Centrifuge Tube 15 ml Pkt of 100 Nos | 600
| Centrifuge Tube 50 ml Pkt of 25 Nos | 250
SLIDE BOX
| Slide Box-25 pkt of (12pcs)Each | 72.6
| Slide Box-50 pkt of (12pcs)Each | 143
| Slide Box-100 pkt of (6pcs)Each | 220
COPLIN JAR
| Coplin Jar pkt of (12pcs)Each | 29.7
| 3 Finger Clamp 9" Rod Brass Polish | 500
CRYO RACK
| Cryo Rack pkt of (2pcs)Each | 465
MICRO TIP BOX
| 96 Tip of 2-200ul pkt of (6pcs)Each | 160
| 96Tip of 200-1000ul pkt of (6pcs)Each | 200
RETORT STAND
| Side hole 9 x 6 | 525
| centre hole 300 x 200 | 875
PIPETTE STAND
| Horizontal-For 12 pkt of (6pcs)Each | 150
| Vertical-For 28 | 500
| Rotatry-For 94 | 325
PERTI DISH
| Petri Dish 50 mm pkt of (36pcs)Each | 11.25
| Petri Dish 75 mm pkt of (36pcs)Each | 17
| Petri Dish 100 mm pkt of (36pcs)Each | 17
SEPERTATORY FUNNEL
| Seperatory Funnel 500 ml pkt of (2pcs)Each | 350
| Seperatory Funnel 250 ml pkt of (2pcs)Each | 290
| Seperatory Funnel100 ml pkt of (2pcs)Each | 250
| Spatula 200 mm pkt of (12pcs)Each | 15
PASTEUR PIPETTE
| Pasteur Pipette 1 ml pkt of (100 pcs) | 120
| Pasteur Pipette 3 ml pkt of (100 pcs) | 120
URINE CONTAINER
| Urine container 50 ml pkt of (100 pcs) | 450
| Urine container 30 ml pkt of (100 pcs) | 350
STORAGE VIAL
| Storage Vial 2 ml pkt of (100 pcs) | 175
| Storage Vial 3 ml pkt of (100 pcs) | 200
| Storage Vial 5 ml pkt of (100 pcs) | 300
PETROLEUM TESTING INSTRUMENTS (AGAINST ORDER 2 TO 3 WEEKS TIME)
FULL COPPER ABEL FLASH POINT APPARATUS AS PER IP-33 & IS - 1448 WITH OIL OR GAS TEST FLAME
P139 | PD-1 Electrically heated model with energy Control | 18000
P140 | PD-2 Electrically heated model with Electronic Varriac & Digital indicator against thermometer | 30000
P141 | PD-3 Electrically heated model with Copper coil Varriac & Digital indicator against thermometer | 45000
ANILINE POINT APPARATUS : AS PER IP –2 & IS-1448-3 METHOD ‘A'
P142 | PD-4 Complete with jacket, Thin Film method motorized stirrer/heater as per ASTM D-611, complete. | 22500
P143 | PD-5 Digital Controller & Sensor For Bath & Digital Indicator for sample temp. | 36000
ADIABATIC BOMB CALORIMETER AS –PER IP – 12
P144 | PD-6 Complete with accessories and manual electronic Control with hot water. | 140000
BOMB CALORIMETER AS PER IP – 12
P145 | PD-7 Complete with one 304 grade stainless steel bomb of 300 C. C. capacity, one stainless steel crucible, jacket, calorimeter vessel, motorized stirrer, firing, briquette press, pressure gauge with copper pipe connection, head support, Fuse wire 2-5 meter and Digital Bachman thermometer 0.01º C division. . | 80000
P146 | PD-7-1 Spare Digital Bachman thermometer 0.01º C | 9500
P147 | PD-7-2 Spare stainless Steel Bomb of 300 C. C. capacity | 35000
P148 | PD-7-3 Neoprene washer for Bomb | 200
P149 | PD-7-4 Stainless steel crucible | 2000
P150 | PD-7-5 Neoprene washer for valve | 100
P151 | PD-7-6 Imported Pacific Non returning valve | 100
P152 | PD-7-7 Full valve set with cap, fitted non returning valve | 2000
P153 | PD-7-8 Fuse wire of 100 gms for minimum 1000 to 1200 tests | 2250
P154 | PD-7-9 Key for valve opening | 200
P155 | PD-7-11 Gas control cock with copper pipe & pressure gauge fittings for Oxygen filling | 6500
P156 | Installation charges for BOMB CALORIMETERS to be added separately with in chennai TamilNadu | 6000
CARBON RESIDUE BY CONRADSON AS PER IS-13, ASTM D-189
P157 | PD-12 Single test apparatus complete. | 7000
P158 | PD-13 Four Test Apparatus complete | 18000
CLOUD & POUR POINT APPARATUS , IP-15 & IS-1448
P159 | PD-14 Single test with insulated body | 9000
P160 | PD-14-1 Double test insulated Body | 12000
P161 | PD-14-2 Four test insulated body | 14000
P162 | PD-14-3 Six Test insulated body | 20000
P163 | PD-14-5 Four tests unit of Auto-freezing system controlled by Digital controller With accuracy 1 -2 deg. C at any control stage, without bath medium. up to -40 deg. C to -42, complete set. | 175000
CLEAVELAND OPEN CUP FLASH & FIRE POINT APPARATUS AS PER IP-36,ASTM D-92 & IS- 1448
P164 | PD-15 Electrically heated model with energy control | 13500
P165 | PD-15A Electrically heated model with electronic variacc & Digital Temperature Indicator of 0.1 deg C with sensor | 27000
P166 | PD-15B Electrically heated model with copper coil voltage variacc & Digital Temperature Indicator of 0.1 deg C with sensor | 35000
COPPER CORROSION TEST: AS PER IP -154, IS-1448
P167 | PD-16 Only Bath for 4 or 6 test provision with Digital control /motorized stirrer | 62500
DISTILLATION APPARATUS: AS PER IP - 123, IS-1448 P-18 & ASTM D-86
P168 | PD-17 Electrical heated model with energy control & geared heater | 20000
P169 | PD-17A Electrical heated model with 4 amp.Voltage variac control & geared heater. | 29000
P170 | PD-17B Twin distillation with energy regulator and geared heater | 33000
P171 | PD-17C Twin Distillation with voltage variac control & geared heater | 43000
DISTILLATION APPARATUS FOR CRUDE PETROLEUM AS PER IP-24
P172 | PD-17E With 100 C. C. flask and one 100 C. C. crow receiver, one glass condenser Electrically heated model with energy regulator control. | 20000
P173 | PD-17F Electrically heated model with 6 amp. electronic voltage variac control | 24000
DISTILLATION RANGE OF ORGANIC LIQUID AS PER IP-195
P174 | PD-17G Consisting of one 200 ml. flask, 100 ml. Cylinder Electrically heated model with energy regulator and geared heater | 20000
P175 | PD-17H Electrically heated model with voltage variac (Electronic) | 28000
DISTILLATION OF NATURAL GASOLINE AS PER IP – 191
P176 | PD-17I Consisting of one 100 ml. flask & one 100ml. cylinder.Electrically heated model with energy control (Electronic) & geared heater. | 20000
DE- EMULSIFICATION APPARATUS FOR LUBRICATING OIL AS PER IP-19
P177 | PD-18 Without hot plate Complete with all glass items. | 25000
ENGLER VISCOMETER AS PER BS-434, ASTM D-490 & IP – 212
P178 | PD-20 Used for deter mining the viscosity of Lubricating & fuel oils. Electrically heated model with energy control | 15000
P179 | PD-20A Electrically heated model with Electronics voltage variac control | 20000
EXISTENT GUM BATH AS PER IP 131, ASTM D-361 & IS – 1448 P-20
P180 | PD-21 Fitted with pressure gauge (without super heater) | 100000
P181 | PD-21-1 Fitted with pressure gauge (with super heater) | 110000
FLOW CUP VISCOMETER AS PER IS – 3944, BS- 3900 , IS – 101
P182 | PD-23-A B type cup complete with any type of jet No. 2, 3, 4, 5 & 6 complete set. Spare spirit level & Stand | 7000
KINEMATIC VISCOMETER BATH FOR ABSOLUTE VISCOSITY MEASUREMENT AS PER IP -71, ASTM D445/446.
P183 | PD-26 Six test provision of Digital PID controller20 L capacity glass Jar, accuracy +/- 0.05° C, jacketed type, from ambient to 120 deg C | 125000
P184 | PD-26A Three Test provision of Digital PID controller 10 L capacity glass Jar, Jacketed type +/- 0.05° C , from ambient to 120 deg C | 110000
P185 | PD-26B Kinematic Viscometer Bath of Six Test provision with 20 Litre glass Jar, Jacketed Type, front & back glass window, controlled by PID Microprocessor type 0.1° C From ambient to 160° C, complete with control heater, booster heater, motorized Stirrer by Pure AC motor, without thermometer, run by 220 Volt, AC | 150000
P186 | PD-26C Kinematic Viscometer Bath of Three Test provision of Digital PID controller 10 L capacity glass Jar, From ambient to 160° C | 140000
P187 | PD-26D Rectangular shape viscometer bath, glass window type at front Back, insulated by glass wool, digital controller with accuracy 0.1° C from ambient to 99.9° C,4 or 6 tests provision, complete set. | 62000
P188 | PD-26E Kinematic Viscometer Bath of -10 to +50° C accuracy +/- 2 ° C, controlled by digital presetting controller & auto cooling system, electrically operated model for 2- 4 tests provision, run by 220 Volt, Ac. | 215000
P189 | PD-26-5 U’ Tube Viscometer of Cannon Fensky direct flow of any size for transparent liquid U’ | 2500
P190 | PD-26-6 ‘U’ Tube Viscometer Reverse flow type of any size for Opaque liquid | 2500
P191 | PD-26-7 Ostwald type ‘U’ Tube viscometer tube of direct flow of any size for transparent liquid. | 2500
P192 | PD-26-8 Ostwald type ‘U’ Tube viscometer tube of Reverse Flow of any size for opaque liquid of any size | 2500
P193 | PD-26-9 Cannon Manning Vacuum Capillary Viscometer for Absolute viscosity in Poise of any Size, (120 – 8000 poise) size 12 & 13 without calibration certificate | 2750
P194 | PD-26-10 Viscometer Holder for Cannon Fensky or Ostwald type, as per IP-71, ASTM D-445/446 | 1250
PENSKY MARTENS FLASH POINT TESTER AS PER IP- 34, ASTM D-93, IS- 1448 P-21
P195 | PD-29 Electrically heated model with energy control, complete set of oil or gas test flame, run by 220 Volt, Ac. | 18000
P196 | PD-29A Electrically heated model with Electronic Voltage Variac, Digital Indicator of 0.1 deg C & Motorized stirrer system, ‘L’ shape ‘Stanhope-Seta’model. | 30000
P197 | PD-29B Electrically heated model with copper coil Voltage Variac, Digital Indicator of 0.1 deg C & Motorized stirrer system, ‘L’ shape ‘Stanhope-Seta’ model. | 42000
REDWOOD VISCOMETER NO. I ACCORDING TO IP-70
P198 | PD-30 (Viscosity below 2000 Secs.), complete cup with ball valve,bath, stand, thermometer clip, spirit level, receiving flask,controlled by energy control, run by 220 Volt, Ac. | 20000
REDWOOD VISCOMETER NO. I . WITH DIGITAL CONTROLLER
P199 | PD-30A Motorized stirrer, accuracy +/- 0.1° C, max. 110°C. Cup with ball valve, Heater, Thermometer clip, Receiving Flask | 27000
REDWOOD VISCOMETER NO. II, AS PER IP-70 COMPLETE SET
P200 | PD-30B (Viscosity range above 2000 Secs), energy control Electrically heated model with energy control Spare Cup, ball valve with all spares | 24000
REDWOOD VISCOMETER NO. II . WITH DIGITAL CONTROLLER
P201 | PD-30C Motorized stirrer, accuracy +/- 0.1° C, max. 110°C. Cup with ball valve, Heater, Thermometer clip, Receiving Flask Electrically heated model with energy control | 33000
SAY BOLT VISCOMETER AS PER ASTM D- 88
P202 | PD-33 With universal & furol jet,Without strainer, withdrawal tube, stirring by hand with turn table Arrangement, control by energy regulator. | 17000
DOUBLE TEST SAY BOLT VISCOMETER AS PER ASTM D- 88
P203 | PD-33A Controlled by digital controller, motorized stirrer with universal & furol jet & Key, Without strainer, withdrawal tube, stirring by hand with turn table Arrangement, control by energy regulator. | 35000
LAMP SULPHUR APPARATUS AS PER IP-107, IS- 1448(P:34) & ASTM D1266
P204 | PD-34 3-Test unit for simultaneous analysis of samples, comprises supporting frame work constructed from square brass tubing which acts as manifolds for supplying natural of synthetic air and suction. Needle valves are incorporated in each circuit. Absorbers are supported by movable blocks on a M S platform. At the rear of the frame work, 1no. Scrubber is carried for the incoming air system and 2nos pressure regulators of the manometer type ensure the correct pressure differential between manifolds. The apparatus will also consist of with all glass parts synthetic air unit | 90000
SMOKE POINT APPARATUS
P205 | PD-35 Smoke point apparatus as per IP-57 & IS 1441 (P-31) & ASTM D 1322 | 20000
DEAN & STARK APPARATUS
P206 | PD-36 FOR ESTIMATION OF MOISTURE IN LUBRICATING OILS AS PER IP-74, ASTM D 95 IS 1448 (P-40) WITH ONE 10cc receiver & clamp-satnd, Heater for above with energy regulator | 10000
REID VAPOUR PRESSUE TEST AS PER IP -69 IS 1448 (P-39)ASTD323
P207 | PD-37 Bath for single test with motorized stirrer & Digital Controller | 47500
P208 | PD-37A Bath for single test with motorized stirrer & Digital Controller for double tests | 52500
P209 | PD-37B Bath for single test with motorized stirrer & Digital Controller for 4 tests | 70000
P210 | PD-37C Bath for single test with motorized stirrer & Digital Controller for 6 tests | 80000
COMPARATOR BOX WITH COLOR DISCS
P211 | PD-40 Gardner Color Comparator ASTM D 1544 with GARDNER Disc A Range No.1 to 9 & GARDNER Disc B Range No.10 to 18 | 12000
P212 | PD-40A Comparator ASTM D 1544 with color Disc A Range No.0 - 4.0 & Disc B Range 0 to 8.0 | 12000
DROP POINT OF GREASE APPARATUS
P213 | PD-56 AS PER IP-132, ASTM D566 & IS 1448 (P-52) Apparatus complete with electrical heater with Control & motorized stirrer for single test | 12220
P214 | PD-56A Apparatus complete with electrical heater with Control & motorized stirrer for single test ’ with digital indicator 0.1 deg C | 15100
MELT FLOW INDEX UNIT IS-2530
P215 | Melt Flow Index unit IS- 2530 by electric heater with Double Display Digital Temperature controller to maintain the test temperature at 190 +/- 0.5 deg, C with energy control. One piston with upper circular disc fitted, on which one specified weight would be placed that is 1810 gms. At bottom one jet is fixed to flow the melted material through the jet/per minute at specified test temperature. | 36750
P216 | Melt Flow Index unit IS- 2530, consist with iron block heated by electric heater with Digital Temperature controller to maintain the test temperature at 190 +/- 0.5 deg, C with energy control.One piston with upper circular disc fitted, on which one specified weight would be placed that is 325to 10,000 gms. At bottom one jet is fixed to flow the melted material through the jet/per minuite atspecified test temperature. | 48750
STORMER KERB VISCOMETER
| Stormer Kerb Viscometer with Digital RPM Counter | 32000
SULPHUR TEST APPARATUS
| PD- 126 Determine the Test For Sulphur content as per IP –61, ASTM D- 129 &amp; IS -1448 P-33, by barium chloride titration method, calorimeter vessel is made of copper, inner &amp; outer vessel is made of SS, Stainless steel Bomb of 316 grade, capacity 300 C. C., non returning valve, electrode pole for firing, crucible holder, crucible of stainless steel, (Nickel crucible is also available by extra cost ), tripod stand, Motorized stirrer by pure AC Motor with rubber belt &amp; pulley, pallet press, pressure gauge with oxygen control cock, copper pipe, 5 meter nicrome wire, digital voltmeter, firing unit with Digital display Bechman/sensor for observe of 0.01 deg. Division, run by 220 Volt, Ac. | 36750
Tar, Bitumen and Bituminous Products
SOFTENING POINT APPARATUS BY RING AND BALL METHOD / PENETROMETER
P217 | PD-76B Ring and ball apparatus 4 test with beaker and stirrer | 13000
P218 | PD-76C Ring and ball apparatus 4 test with motorized stirrer and heater Double test with Digital Indicator of 0.1 deg C | 15000
P219 | PD-76D Ring and ball apparatus 4 test with motorized stirrer and heater Four test with Digital Indicator of 0.1 deg C | 20000
P220 | PD-58 A Standard penetrometer as per IP-49 & IS-1448 IS-1203 With needle and weight 50g & 100g and digital timer | 25000
APPARATUS FOR DISTILLATION OF CUT BACK BITUMEN AS PER IP-27, 1213METHOD A ASTM D 402
P221 | PD-77 Complete with one Distillation flask of 500ml capacity and one 100 ml crow Receiver (without thermometer) Electrically heated model with energy regulator | POR
APPARATUS FOR DISTILLATION OF TAR METHOD B AS PER IS 1213
P222 | PD-78 (without thermometer) complete with one 1000 ml flask and one 100 ml crow receiver Electrically heated model with energy regulator | POR
APPARATUS FOR DISTILLATION FOR CRUDE COAL TAR METHOD C
P223 | PD-79 As per IS 1213 (without thermometer and molten metal) Complete with one 1000 ml flask and one 100 ml Crow receiver, Electrically heated model with energy regulator | POR
DISTILLATION APPARATUS AS PER IS 1213 METHOD D FOR CREOSOTE OIL & ANTHRACITE OIL
P224 | PD-80 (without thermometer) complete with One 150 ml flask one 100 ml crow receiver Electrically heated with energy regulator | POR
APPARATUS FOR ELECTRICAL STRENGTH OF BITUMEN
P225 | PD-82 Apparatus for electrical strength of bitumen As per IS 7084 | POR
APPARATUS FOR LOSS ON HEATING TEST OF BITUMEN AS PER IP-45, IS 1212
P226 | PD-84 Apparatus for loss on heating test of bitumen as per IP-45, IS 1212 2 (without thermometer) with digital temp controller | POR
Paint Testing Instruments
SALT SPRAY CORROSION CHAMBER
P227 | PD-105C For 16 panels to maintain Temperature at 35±2°C with digital controller | 52500
HEGMAN GAUGE AS PER IS 101 MADE OF STAINLESS STEEL
P228 | PD-109A 0 -100 micron | 5000
P229 | PD-109B 0 -50 micron | 5000
P230 | PD-109C 0 -25 micron | 5000
GLOSS METER AS IS- 101 (P-4) SE.4/88
P231 | PD-110 with 20deg, 45 deg, 60 deg or 45 deg. head (digital type) Black & White panels | 27000
P232 | PD-110A Digital type compact Combine Gloss meter with 20, 45, 60 deg head or 20, 60, 85 deg head | 34000
PAINT CORROSION CABINET
P233 | PD-111A Paint corrosion cabinet as per IS 101 (P-6) sec. 1/88. (without thermometer & without panels) For 18 to 24 panels with inside stainless steel chamber & digital temp control cycle between 42 to 48°C | 55000
PAINT TESTING CENTRIFUGE AS PER IS – 101 (P – 2) SEC 2/90
P234 | PD-112 with 4nos. 50 cc buckets Complete with 4 glass 50cc tubes 4 r.p.m. will Vary between 1200 to 3000 r.p.m | 52500
ZAHN CUP
P235 | Zahn Cup with handle No. 1,2,3,4,5,or 6 Bottom Round Shape | 4000
(ALL PETROLEUM & TAR INSTRUMENTS AGAINST ORDER / DELIVERY 2 TO 3 WEEKS FROM PURCHASE ORDER)

## Q
Q
| QUARTZ WARES | GLOSIL
CRUCIBLE LOW FORM
Q1 | Crucible 15ml | 235
Q2 | Crucible 25ml | 275
Q3 | Crucible 50ml | 500
Q4 | Crucible 80ml | 900
Q1 | Crucible 100ml | 1250
Q2 | Lids 15ml | 235
Q3 | Lids 25ml | 225
Q4 | Lids 50ml | 400
Q1 | Lids 80ml | 675
Q2 | Lids 100ml | 900
Q3 | Slide Size: Round 25 x 1.5 mm | 275
Q4 | Slide Size: Round 25x2 mm | 300
Q1 | Slide Size: Round 25X3 mm | 300
Q2 | Slide Size: Round 50x2 mm | 550
Q3 | Slide Size: Square 25x25x2 mm | 300
Q4 | 50x50x2 mm
Q1 | Slide Size: Square 75x75x2 mm | 1750
Q2 | Slide Size: Square 100x100x2 mm | 2200
Q3 | 150 x 150 x 1mm /1.5/2mm
Q4 | VM Crucible Quartz with Lid | 600
Q1 | Two Hole VM Stand | 600
Q2 | Beaker Capacity 25ml | 375
Q3 | Beaker Capacity 50ml | 750
Q4 | Beaker Capacity 100ml | 1000
Q1 | Beaker Capacity 250ml | 2750
Q2 | Beaker Capacity 500ml | 4500

## R
R
| REFRACTOMETERS FOR SUGAR HAND HELD - ERMA | GLOSIL
R1 | Model A Sugar range 0-32 % for fruit, juices and soft drinks and coolant | 1200
R2 | Model B Sugar range 28-62% for sugar solution, infusions, concentrated juice | 1200
R3 | Model C Sugar range 58-90% for malt, honey, etc. extended range | 1200
R4 | Sugar Range 0-50% for sauce, ketchup, low calorie jam etc. | 1400
R5 | Sugar Range 45-82% for condensed milk, liquid sugar etc. | 1400
R6 | Range 0-18% Pocket Model | 1400
R7 | Range 0-10% Pocket Model | 1400
R8 | Range 0-80% Hand Refractometer | 3500
| REFRACTOMETER MASTER M SERIES (LOW COST), JAPAN - ATAGO | GLOSIL
R9 | Hand Held Refractometer Range 0-53% Atago Japan Model Master 53M | 17000
| Hand Held Refractometer Range 0-33% Atago Japan Model Master M | 17500
R10 | Hand held Refractometer range 28-62% Atago, Japan model Master 2M | 17000
R11 | Hand held Refractometer range 58-90% Atago, Japan model Master 3M | 17000
| REFRACTOMETER MASTER SERIES ATC MASTER T, JAPAN - ATAGO | GLOSIL
ATC MASTER T
R12 | Hand held Refractometer range 0-33% Atago, Japan Master T | 20000
R13 | Hand held Refractometer range 28-62% Atago,Japan Master 2T | 20000
R14 | Hand held Refractometer range 58-90% Atago,Japan Master 3T | 20000
WP/ATC MASTER ALPHA
R15 | Hand held Refractometer range 0-33% Atago, Japan Master. Alpha | 22500
R16 | Hand held Refractometer range 28-62% Atago, Japan Master.2 Alpha | 22500
R17 | Hand held Refractometer range 58-90% Atago, Japan Master.3 Alpha | 22500
R18 | Hand Held Refractometer Range 0 -20% Brix Atago Japan Master 20 Alpha | 22500
| REFRACTOMETER MASTER H SERIES (Water Resistant, ATC, Heat Resistant) - ATAGO | GLOSIL
Refractometer designed for high temp samples during cooking or boiling
R19 | Model 93H range 45-93% | 32000
R20 | Model 100H range 60-100% | 32000
| REFRACTOMETERS DIGITAL ATAGO PAL SERIES | GLOSIL
R21 | MERAPAL range 0-53% Made In India | 21000
R22 | PAL 1 range 0-53% (Resolution 0.1%) 10-75c ATC Japan Make | 20625
R23 | PAL 2 range 45-93% (Resolution 0.1%) 10-75c ATC | 30000
R24 | PAL 3 range 0-93% (Resolution 0.1%) 10-75c ATC | 77500
R25 | PAL 15 S for Glocose range 0 - 50 % | 36500
R26 | PAL Alpha 0-85% (Resolution 0.1%) 10-75c ATC | 43000
R27 | PAL Pattisier BRIX & BAUME Scales (BRIX 0-85% & BAUME 0-45) | 40000
R28 | PEN PRO Pen type 0.0 - 85.0 % BRIX Dip Model | 54000
R29 | PAL RI Digital Refracto Meter 1.3306-1.5284 CAT NO 3850 resolution 0.0001Accuracy: ±0.0003 (water at 20°C) | 37000
R30 | PAL BRIX / RI Range 0 - 93 % and RI 1.330 - 1.5284 CAT NO 3852 | 86500
R31 | PAL S Brix Range 0 - 93% Resolution 0.2% , Accuracy 0.4% | 60000
R32 | MERA PAL UREA 4695 RANGE 0-55% | 21750
REFRACTOMETER MILWAUKEE DIGITAL / HM DIGITAL
R33 | Model No MA871 Brix Digital Refractometer Milwaukee Range 0-85% BRIX | 14250
R34 | SCM-1000 Refractometer Range: Brix 0.0 ~ 55.0%, Resolution: Brix 0.1%, Accuracy: Brix ±0.2%, ATC Function included (Temperature Compensation 10 ~ 60℃ ), Temperature Range: 0 ~ 70℃, Within 3 Seconds Measurement time, Auto shut-off function after 2 minutes, Automatic screen brightness control, Data Store: Up to 20 | 12500
R35 | BTR-1000(Brix) Brix / Bluetooth | 22850
R36 | BTR-1000(Coffee) Coffee / Bluetooth Measurement Range: Brix: 0.0% ~ 26.0%/TDS:0.0% ~ 23.0%/Temp:0 ~ 70℃, Resolution: Brix: 0.01% / TDS: 0.01% / Temp.: 0.1℃, Accuracy: Brix: ±0.20% / TDS: ±0.20% / Temp.: ±1.0℃, Tempertaure Compensation: ATC(10℃~60℃) | 22850
| REFRACTOMETER : SALINITY - ERMA/ ATAGO / HM / MILWAUKEE | GLOSIL
R37 | Salt Range 0-100% ERMA | 1200
R38 | Salt Range 0 - 28% ERMA | 1400
R39 | Model ATC-S/Mill - Alpha Salinity Refractometer - range 0-100% with ATC ATAGO JAPAN MAKE cat no-2491 | 23250
R40 | Model S/Mill/M Salinity Refractometer range 0-100% non ATC Atago Japan make cat no.2493 | 19000
R41 | Model PAL SALT CAT NO-4250 Salinity Refractometer Digital Salt Range 0-10% (g/100g salt)- ATAGO JAPAN MAKE | 35000
R42 | Model PAL 06 SALINITY METER DIGITAL RANGE 0-100% SALINITY OF SEA WATER | 35000
R43 | PAL 91 S for Ethylene Glycol (0-90%) cat no-4491 | 35000
R44 | BTR-1000(Salinity) Salinity / Bluetooth | 22850
| SB-2000PRO Salt Meter | 5250
R45 | Milwaukee Model MA 887 Range 0-150 ppt/ Specific Gravity 1.000 TO 1.114 | 14750
| REFRACTOMETER BUTYRO FOR OIL & SUGAR - ATAGO | GLOSIL
R46 | ATAGO Digital Butyro Refractometer PAL BUTYRO Range 30-90% Japan make Pocket model cat no. | 50000
R47 | Rayscope Butyro Refractometer | 9000
| REFRACTOMETER ABBE IMPORTED - ATAGO / GLOVISION | GLOSIL
R48 | Model DR-A1 range 1,3000 to 1.7000 with built in light Digital Atago Cat no 1310 | POR
R49 | Model GV-R501 Range nD 1,30000 to 1.70000 ,Brix : 0-100% , accuracy nD ±0.0002, Brix ±0.1%, Resolution (nD) ±0.0001 Digital model | 125000
R50 | Model 2WAJ-T Abbe Refractometer range scale 1.3000 - 1.7000 acuracy +/- 0.0002 Digital Thermometer screw driver, dust cover contact liquid, CHINA MAKE Regular Model | 33000
| REFRACTOMETER ABBE INDIAN - LABOHOLIC/ RAYSCOPE / SUPERIOR | GLOSIL
R51 | LH-738 Digital Abbe Refractometer, Stepping Motor means Accurate, reliable operation,Direct readout of all measurement parameters, Auto Range Showing, Time Function for measurement, Sound alarm at under 20% Torque,Linear calibration, Measurement Range nD1.30000-1.70000, Brix:0-100%, Measuring accuracy nD±0.0002, Brix±0.1%, Measuring Resolution (nD) ±0.0001, Temp.range 0-50°C, Wide range power supply: 100V-240V NEW ADDITION | 162500
R52 | Rayscope Abbe Refractometer | 10000
R53 | Abbe Refractometer Superior | 8000
ROTARY SHAKERS
See Orbital Shaker in INDEX "O"Page
| RINGER TIMERS | GLOSIL
R54 | DT 109 Ringer Timer Loud beeper | 250
R55 | Loudstar 103 Winner Make Ringer Timer | 300
R56 | Ringer Timer 104A Big Display | 975
| REFRIGERATORS LABORATORY - REMI | GLOSIL
R57 | Model RLR 200 capacity 200 liters Temp. 1c to 10c electronic controller LED version | 64200
R58 | Model RLR 300 capacity 300 liters Temp. 1c to 10c electronic controller LED version | 78100
R59 | Model RLR 400 capacity 400 liters Temp. 1c to 10c electronic controller LED version | 92025
| ROTARY EVAPORATOR - GLOVISION | GLOSIL
R60 | Basic Model Rotary Evaporator with THERMOSTATIC temperature Control from ambient plus 5°C to 99°C without Glass Parts | 50000
R61 | GLOVAP-3 Basic Model Rotary Evaporator with THERMOSTATIC temperature Control from ambient plus 5°C to 99°C with Glass Parts full set W/O Vacuum Pump | 60000
R62 | GLOVAP-2 Rotary Evaporator with Digital temperature indicator cum controller, temperature Control from ambient plus 5°C to °C. Digital Model with Glass Parts full set W/O Vacuum Pump | 67000
R63 | GLOVAP-1 Rotary Evaporator with Digital Display of R.P.M. Control from 20 to 200 R.P.M. precisely controlled with analog knobs. Digital Temp.Control from ambient plus 5°C to 180°C. Motorized with Glass Parts full set W/O Vacuum Pump | 115000
| GLOVISION - ROTARY FLASH SHAKER | GLOSIL
R64 | Rotary flask shaker with Digital rpm & Digital timer 9 flask of 250/500ml | 22000
R65 | Rotary flask shaker with Digital rpm & Digital timer 16 flask of 250/500ml | 26000
R66 | Rotary flask shaker with Digital rpm & Digital timer 25 flask of 250/500ml | 32100
R67 | Spare 1000ml flask holder for the above Rotary Shaker | 750
R68 | Spare 250 or 500 ml flask holder for the above Rotary Shaker | 625
R69 | Rotary Shaker for 2 Ltr against order | POR
| RUBBER BULP - GLOSIL | GLOSIL
Capacities of bulps are approximate (sold in pkt of 5 only)
R70 | Size : Small 5 ml (pkt of 5) | 80
R71 | Size : Medium 10 ml (pkt of 5) | 80
R72 | Size : Large 15ml (pkt of 5) | 80
R73 | Size :Extral Large 20 ml (pkt of 5) | 100
R74 | Size : Oval 25 ml (pkt of 5) | 150
R75 | Size : Super Large 50 ml (pkt of 5) | 200
R76 | Size : Extra Super Large 100 ml (pkt of 5) | 375

## S
S
| STOP WATCHES | GLOSIL
S1 | Stop Watch 1/100th of second, Digital with date, time and one lap function Model 630 | 225
S2 | Stop watch 120 LAP Racer | 650
S3 | Stop Watch digital SW-1009 Aceteq | 180
| Stop Watch digital Model 900 Water proof | 750
| STOP CLOCKS | GLOSIL
S4 | Stop Clock Digital New Model TOPPER T-Z | 775
S5 | Stop Clock Digital table Model WINNER make 3in1 1/100th stop clock/count up and down timer big digit Model W-104 A | 950
| SPECTROPHOTOMETER UV-VIS DOUBLE BEAM - LABOHOLIC | GLOSIL
S6 | LH-2201 Double Beam Microprocessor UV/VIS Spectrophotometer Microprocessor Double Beam UV-Vis spectrophotometer. With advance circuit measurement and control system make the instrument with high realiability and low noise. Range 190-1100 nm, basic/quantative wavelength scan/DNA Protein Test/ Kinetic,automatic peak picking & spectrum display. Large screen with graphic display. Spectrum and data can be printed out by printer and sent to computer via USB PORT. SOFTWARE INCLUDED (Imported) | 259250
S7 | LH-2202 Double Beam Microprocessor UV/VIS Spectrophotometer 8 CELL HOLDER - Range 190-1100 nm,basic/quantative wavelength scan/DNA Protein Test/Kinetic, automatic peak picking & spectrum display. Large screen with graphic display. Spectrum and data can be printed out by printer and sent to computer via USB PORT. SOFTWAREINCLUDED (Imported) | 305000
S8 | LH-2203 Double Beam Microprocessor UV/VIS Spectrophotometer with variable bandwidth Range 190-1100 nm, fully automatic operations, Variable bandwidth (0.5,1,2,4,5 nm) automatic wavelength calibration & wavelength scan, automatic peak picking & spectrum display. Large screen with graphic display. Spectrum and data can be printed out by printer and sent to computer via USB PORT. SOFTWAREINCLUDED (Imported) | 297500
S9 | LH-2204 Double Beam Microprocessor UV/VIS Spectrophotometer with variable bandwidth & 8 Cell holder Range 190-1100 nm, fully automatic operations, automatic 8 cell changer, automatic wavelength calibration & wavelength scan, automatic peak picking & spectrum display. Large screen with graphic display. Spectrum and datacan be printed out by printer and sent to computer via USB port. SOFTWARE INCLUDED (Imported) | 320250
S10 | LH-2205 Touch screen Double Beam UV/VIS Spectrophotometer, Basic, WL Scan, Multi-Wavelength, Kinetic, Quantitative, DNA/Protein modes,Wavelength range 190-1100 nm, Spectral Bandwidth 1 nm,Double Beam, Grating 1200 lines/mm, WL accuracy ±0.1 nm, Scanning speed HI, MED & LOW, MAX 3600 nm/min, Optics,10.1 Inches Coloured Touch Screen, 2 cell with automatic cell changer -10mm path-length, Auto Wavelength setting at 0.1nm interval, On-screen Standard and Kinetic Curve Display, Tungsten/Deuterium Lamp can turned ON/OFF Individually to Extend Lifetime,Parallel port for Dot Matrix, Application Software provides complete control of the instrument from a computer through the built-in USB port. NEW ADDITION | 367500
S11 | LH-2301 Double Beam UV/VIS Spectrophotometer Xenon Lamp,, Basic, WL Scan, Multi-Wavelength, Kinetic, Quantitative, DNA/Protein modes,Wavelength range 190-1100 nm, Spectral Bandwidth 1 nm,Double Beam, Grating 1200 lines/mm, WL accuracy ±0.1 nm, Scanning speed HI, MED & LOW, MAX 3600 nm/min, 7 Inches TFT Coloured Screen, 2 cell with automatic cell changer -10mm path-length, Xenon Lamp,Parallel port for Dot Matrix,USB Port for PC Connectivity. NEW ADDITION | 525000
| SPECTROPHOTOMETER UV-VIS SINGLE BEAM - LABOHOLIC | GLOSIL
S12 | LH-291 Scanning Mode Single Beam Microprocessor UV/VIS Spectrophotometer Range 195 to 1000 nm with facility for automatic concentration, % Transmission, Absorbance & K Factor measurement. Automatic wavelength calibration and selection. lt has sample holder with 4 position selector control for 10 mm path length cuvettes. Automatic wavelength calibration & wavelength scan and all scanning software, kinetics, time scan , DNA , protein. Automatic peak picking & spectrum display. Spectrum and data can be printed out by printer and sent to computer via USB port. Set of 2 Quartz & 4 Glass Highly stable and accurate. SOFTWAREINCLUDED (Imported) | 120000
S13 | LH-29 Single Beam Microprocessor UV/VIS Spectrophotometer Range 195 to 1000 nm with facility for automatic concentration, % Transmission, Absorbance & K Factor measurement. lt has sample holder with 4 position selector control for 10 mm path length cuvettes. Facility has been provided for interface with any printer (RST232C). Set of 2 quartz and 4 glass cuvettes is provided. SOFTWARE INCLUDED (Imported) | 99250
SPECTROPHOTOMETER VISIBLE - LABOHOLIC
S14 | LH-31 Digital Spectrophotometer Range 340-960 nm with facility for automatic concentration,% Transmission and absorbance measurements. 3.5 digit data display, separate 3 digit LED display for wavelength in nm with 1 nm wavelength resolution | 23000
S15 | LH-38 Digital Spectrophotometer (Double Display) Range 340-960 nm with facility for automatic concentration,% Transmission and absorbance measurements. 3 1/2 digit data display, separate 3 digit LED display for wavelength in nm with 1 nm wavelength resolution. Provision for 10 mm & 50 mm path length cuvettes is provided equipped with set of 10 mm & 50 mm path length cuvettes. | 26000
S16 | LH-39 Microprocessor Spectrophotometer(VIS) Single Beam Range 320-1020 nm with facility for automatic concentration,% Transmission and absorbance and K factor measurements. lt has 3 1/2 Bright LCD display for data. Its sample holder accommodated glass cuvettes of 10 to 50 mm path length. Facility has been provided for unlimited sample data storage and interface for any printer through RS 232 C. A set of 4 Glasscuvettes of 10 mm path length is provided. Including Software. | 35100
S17 | LH-40 Digital spectrophotometer(Double Display)Range 340-960 nm with facility for automatic concentration, % transmission and absorbance measurements. 3 1/2 digit data display,separate 3 digit LED display for wavelength in nm with 1 nm wavelength resolution.provision for 10mm,50mm & lOOmm path length cuvettes .provided with set of 10mm,50mm & lOOmm path length cuvettes. | 32000
S18 | LH-41 Single Beam Visible Spectrophotometer Scanning based Range 320 to 1100 nm , % Transmission, Absorbance and concentration,Scanning etc.lt has sample holder with 4 position selector control for 10 mm path length cuvettes(Accommodates upto 100mm path-length, cuvette with optional holder). Tungsten Lamps, USB for PC connectivity and parallel port for Dot Matrix Printer. Basics PC Software provided for kinetic analysis with professional PC for additional wavelength scan and DNA/Protein Test. NEW ADDITION | 58000
| SPECTROPHOTOMETER BIO NANO - LABOHOLIC | GLOSIL
S19 | LH-3100 Biophotometer is new designer model, suit for quick test of DNA, RNA and Protein, especially for small size samples. Can measure 0.5 "'3μ1Sample, no dilution of samples required. Quick scan 0.2 seconds only, long life lamps more than 2000 hours, wavelength Range : 200 "' 850nm, Resolution 1 nm, Detects Nucleic acid up too 2"'3750 ng/μI, Wavelength Accuracy+ 1 nm, Absorbance range: 0.02 "'3.00 Abs, Path Length:0.5 mm, Light Source D2&W Lamp, Path Length 0.5 mm. Software Included (Imported) | 725000
S20 | LH-3101 Bio-Nano Spectrophotometer Touch Screen model, Wavelength range 200-800nm, minimum sample size 0.5μ1, Path length 0.2mm(High concentration) 1.0mm (Ordinary concentration) , Light source : Xenon flash lamp,Wavelength Accuracy 1 nm, Spectral Resolution ≤3nm, Absorbance range: 0.02 - 100A,Detects Nucleic Acid upto 2-5000ng/ul(ds DNA),Data Output USB,Sample Pedestal Material Aluminium alloy and quartz fiber, Software compatibility Android System, Light source LED (Imported) NEW ADDITION | 725000
ATOMIC ABSORPTION SPECTROPHOTOMETER (AAS) - LABOHOLIC
S21 | LH-2102 Atomic Absorption Spectrophotometer (Double Beam) Ebert type monochromator with 1800 lines I mm halographie grating, O to2nm SBW, 190-900nm Wavelength range.eight hollow cathode Lamp turret assembly with modulated eight independent power supplies. Built in background corrector in the system using high intensity and highspeed Deuterium lamp. Automatic calibration using up to maximum 10 standards and recalibration with a single standard. Direct concentration readout using different modes (K- Factor Linear regression and Quadratic regression). Display of the signal energy in the form of BARsignal and numeric form. ABS.% TRANSand CONCdisplay facility. Absorban ce range from O to 3.0 ABS. Titanium Burner of 100 mm Air-acetylene and 50 mm N 20 - Acetylene Flames. Corrosion resistant nebulizer with Platinum - iridium capillary, Impact bead. Supplied with computer interface software. | 1012500
SPECTROPHOTOMETER FT-IR - LABOHOLIC
S22 | LH-4100 FT-IR Spectrometer Spectral Range : 7800 to 350cm.' Resolution: Better than 0.85 cm" Wave number Precision:+ o.oie-.' Scanning Speed: 5 steps adjustable for different Applications, signal to noise ratio: better than 15,000:1 (RMSvalue, at 2100 cm" on Resolution: 4 cm" Detector: DTGS, lminute data collection Beam Splitter. Gecoated Kbr, Infrared Source: Air-cooled. high efficiency Reflex sphere module. Detector: DTGS, Data System: Computer Compatible Software: FTIR Software contains all routines library needed for basic spectrometer operations. including library search, quantitation and spectrum. (Imported) | 2070000
| SPECTROPHOTOMETER VISIBLE - EUTECH | GLOSIL
S23 | Model AN-V600 ANTECH Singlebeam Visible with 1 cm glass cuvette (4 pcs) Wl 325-1000nm 5 nm BW 50mm Pathlength | 36000
S24 | Model AN-V1000N ANTECH Singlebeam Visible with 1 cm glass cuvette Wl 325-1000nm 4 nm BW 10mm Pathlength | 72000
| SPECTROPHOTOMETER UV- VISIBLE SINGLE/DOUBLE BEAM - EUTECH | GLOSIL
S25 | Model AN-UV-1500N ANTECH Single Beam UV/VIS with 1 cm glass cuvette (4 pcs) Wl 190-1000nm,2nm Band width | 117000
S26 | Model AN-UV 7000N Antech Double Beam with scanning, Wl range 190 - 1100, 0.5,1,2,4 nm bandwidth, WL accuracy 0.3 nm 320x240 Graphical LCD display, 10 mm 4 Position Cell Holder ( software included) | POR
| SPECTROPHOTOMETER UV - VISIBLE - SHIMADZU | GLOSIL
| Model UV-1900i UV-Vis Spectrophotometer Enables easy operation with an intuitive on-screen user interface - includes large, easy-to-see icons, and can be controlled with a finger or stylus pen Obtains high-accuracy spectra in just a few seconds Delivers excellent photometric repeatability accuracy of 0.0002 Abs max. (0.5 Abs and 1.0 Abs), enabling more accurate quantitation and the detection of low-concentration samples Includes multiple measurement modes, such as photometric, spectrum, quantitation, kinetics, time course and biomethod Spectral bandwidth 1 nm (190 to 1,100 nm),Repeatability± 0.1 nm (wavelength repeatability)Wavelength Accuracy± 0.1 nm at D2 peak 656.1 nm, ± 0.3 nm for entire range | 575000
| Model UV-1780 UV-VIS Spectrophotometer, Wavelength Range: 190.0~1100.0nm, Spectral band width: 0.5,1,2,4,5nm (five widths), Wavelength Setting: 0.05nm, Wavelength Accuracy: ±0.1nmD2 656.1nm, ±0.3nm (All regions) Wavelength Repeatability: 0.1nm, Wavelength Scanning Speed: 5 Speed (When moving wavelength: Approximately 4,800 nm/min when scanning wavelength: Approximately 3,000 nm/min to 0.5 nm/min), Light source switching: Automatic switching with wavelength range. Variable wavelength can be set in range from 295 nm to 364 nm (in increments of 0.1 nm).Stray Light: =0.05% (220nm NaI, 360nm NaNO2) | 495000
| PH METER SOIL - LUTRON | GLOSIL
P70 | Soil pH meter Model pH220S handheld with tipped electrode for soil and semi solid BNC Connettor Lutron , Taiwan make | 6900
| SPECTROPHOTOMETER CELLS AND CUVETTES - LARK | GLOSIL
GLASS (RATES PER PAIR)
S27 | Code MCG -1 45×12.5×3.5mm Length 01mm Volume 0.35ml | 1350
S28 | Code MCG - 2 45×12.5×4.5mm Length 02mm Volume 0.7ml | 1350
S29 | Code MCG - 3 45×12.5×7.5mm Length 05mm Volume 1.7ml | 800
S30 | Code MCG - 4 45×12.5×12.5mm Length 10mm Volume 3.5ml | 325
S31 | Code MCG - 5 45×12.5×22.5mm Length 20mm Volume 7ml | 1200
S32 | Code MCG - 6 45×12.5×32.5mm Length 30mm Volume 10.5ml | 1200
S33 | Code MCG - 7 45×12.5×42.5mm Length 40mm Volume 14ml | 1200
S34 | Code MCG - 8 45×12.5×52.5mm Length 50mm Volume 17.5ml | 1200
S35 | Code MCG - 9 45×12.5×102.5mm Length 100mm Volume 35ml | 3500
S36 | Code MCG-244 45×12.5×12.5mm Length 10mm Volume 0.7ml | 3800
S37 | Code MCG-254 45×12.5×12.5mm Length 10mm Volume 1.0ml | 3800
S38 | Code MCG 264 45×12.5×12.5mm Length 10mm Volume 1.5ml | 3800
S39 | Code MCG 594 45×12.5×12.5mm Length 10mm Volume 1.7ml | 6750
S40 | Code MCG 204 45×12.5×12.5mm Length 10mm Volume 3.5ml for flurimeter | 5300
QUARTZ (RATES PER PAIR)
S41 | Code MCQ - 1 45×12.5×3.5mm Length 01mm Volume 0.35ml | 6750
S42 | Code MCQ - 2 45×12.5×4.5mm Length 02mm Volume 0.7ml | 5300
S43 | Code MCQ - 3 45×12.5×7.5mm Length 05mm Volume 1.7ml | 2500
S44 | Code MCQ - 4 45×12.5×12.5mm Length 10mm Volume 3.5ml | 1025
S45 | Code MCQ - 5 45×12.5×22.5mm Length 20mm Volume 7ml | 5300
S46 | Code MCQ - 6 45×12.5×32.5mm Length 30mm Volume 10.5ml | 6750
S47 | Code MCQ - 7 45×12.5×42.5mm Length 40mm Volume 14ml | 7200
S48 | Code MCQ - 8 45×12.5×52.5mm Length 50mm Volume 17.5ml | 7200
S49 | Code MCQ - 9 45×12.5×102.5mm Length 100mm Volume 35ml | 14000
S50 | Code MCQ-24 45×12.5×12.5mm Length 10mm Volume 1.4ml | 5300
S51 | Code MCQ-244 45×12.5×12.5mm Length 10mm Volume 0.7ml | 5300
S52 | Code MCQ-254 45×12.5×12.5mm Length 10mm Volume 1.0ml | 5300
S53 | Code MCQ 264 45×12.5×12.5mm Length 10mm Volume 1.5ml | 5300
S54 | Code MCQ 564 45×12.5×12.5mm Length 10mm Volume 0.7ml | 11500
S55 | Code MCQ 204 45×12.5×12.5mm Length 10mm Volume 3.5ml for Flurimeter 4 sides clear | 8500
S56 | Code MCQ 214 45×12.5×12.5mm Length 10mm Volume 3.5ml for Flurimeter 4 sides clear | 8500
FLURIMETER CELL
S57 | Flurimeter cells four side transparent Disposable made of plastic pkt of 100 | 3125
| SALINITY METER PEN TYPE - EUTECH / HM | GLOSIL
S58 | SALT TEST 11 Range 0-10.00 ppt Acc ±1%F.S. Pin IP67 | 16200
CTS EXPERT EUTECH Cond / TDS-range 20 ppt / Salinity / Temp. Meter REFER P 47
S59 | SB-2000PRO Salt Meter | 6300
| PSU-030 Salinity Tester Range 0-19.9% Kerro | 1250
| SALINITY PORTABLE - EUTECH | GLOSIL
S60 | SALT603K+ Salinity Range 1 to 50 ppt Acc 0.1to5% Battery IP54 | 38700
| SOUND LEVEL METER - LUTRON | GLOSIL
S61 | SL 4001 LUTRON 35 to 130db (Auto Calibration Switch with manual adjustment) | 10500
S62 | SL 4013 range 35 to 130db with wire Probe and Rs232 interface LUTRON | 16000
S63 | SL 4030 LUTRON 35 to 130db with Auto Calibration | 6250
S64 | SL 4010 Lutron range 35 to 130 db 3 ranges | 6000
S65 | SL4023 SD Lutron 30 to 130 db range with real time data logger with USB add RS 232 Options | 13000
S66 | SL4033 SD Lutron 30 to 130 db range with real time data logger with USB add RS 232 Options | 22000
S67 | SL4035 SD Lutron 30 to 130 db range with real time data logger with USB add RS 232 Options | 21000
| STEAM STERILIZER HIGH PRESSURE (WING NUT TYPE) - GLOVISION | GLOSIL
High Pressure Steam Sterilizers are made of triple chamber, Stainless steel 304 grade. Supplied with standard accessories Such as: Dual Safety valve, Pressure Guage, Steam release valve, Water inlet and outlet valve, Water level indicator.
SEMI AUTOMATIC: Incorporated with low water cut off device, microprocessor based controller (Programmable by user) digital display of temp and timer. After achieving 121 degree timer starts automatically which is also preset at 30 Minutes (Adjustable). After cycle end unit gets switch off and steem can be released manually. Standard working temperature 121 degree. However as per requirement it can be upgraded upto 134 degree (On Extra Cost)
S68 | FTS-151 , Semi automatic Size 12" X 20" (300 X 300 mm) Capacity 40 Ltrs, 3 kw load | 84375
S69 | FTS-152 , Semi automatic Size 16" X 24" (400 X 600 mm) Capacity 78 Ltrs, 4.5 kw load | 114750
FULLY AUTOMATIC: Incorporated with low water cut off device, microprocessor based controller (Programmable by user) digital display of temp and timer. Enable reproducibility of results as full cycle included pursing of stale air, Sterilization hold time, cycle ends with automatic steam release. Requiring no humanintervention. Standard working temperature 121 degeree, However as per requirement it can be upgraded upto 134 degree (On Extra Cost)
S70 | FTF-151 , Fully automatic Size 12" X 20" (300 X 300 mm) Capacity 40 Ltrs, 3 kw load | 97875
S71 | FTF-152 , Fully automatic Size 16" X 24" (400 X 600 mm) Capacity 78 Ltrs, 4.5 kw load | 128250
| SOIL MOISTURE METER - LUTRON | GLOSIL
S72 | Soil Moisture meter Lutron PMS 714 | 14100
S73 | Soil Moisture Meter VG 200 Digital | POR
FOR Soil pH Meter See INDEX "P"
| STAGE AND OCULAR MICROMETER | GLOSIL
S74 | Stage Erma China Micrometer | 450
S75 | Ocular Erma China Micrometer | 225
| SILICA CRUCIBLES - GLOSIL | GLOSIL
SILICA LOW FORM CRUCIBLE
S76 | Crucible Height 19mm, Dia 29mm ,Capacity 5ml | 220
S77 | Crucible Height 19mm, Dia 38mm ,Capacity 10ml | 220
S78 | Crucible Height 25mm, Dia 41mm ,Capacity 15ml | 195
S79 | Crucible Height 28mm, Dia 47mm, Capacity 25ml | 205
S80 | Crucible Height 37mm, Dia 57mm ,Capacity 50ml | 400
S81 | Crucible Height 45mm, Dia 67mm, Capacity 80ml | 650
S82 | Crucible Height 50mm, Dia 71mm, Capacity 100ml | 840
S83 | Crucible Height 51mm, Dia 67mm, Capacity 150ml | 1050
S84 | Crucible Height 61mm, Dia 94mm, Capacity 200ml | 1900
SILICA LOW FORM LID
S85 | Lid Dia 29mm,for 5ml | 220
S86 | Lid Dia 38mm,for 10ml | 220
S87 | Lid Dia 41mm,for 15ml | 200
S88 | Lid Dia 47mm,for 25ml | 225
S89 | Lid Dia 57mm,for 50ml | 360
S90 | Lid Dia 67mm,for 80ml | 600
S91 | Lid Dia 82mm,for 100ml | 700
S92 | Lid Dia 82mm,for 150ml | 900
S93 | Lid Dia 92mm for 200 ml | 1400
SILICA BASIN WITH SPOUT
S94 | Silica Basin with Spout Height 23mm Dia 55 mm Capacity 20ml | 315
S95 | Silica Basin with Spout Height 27mm Dia 75 mm Capacity 45ml | 475
S96 | Silica Basin with Spout Height 33mm Dia 87 mm Capacity 70ml | 630
S97 | Silica Basin with Spout Height 36mm Dia 94 mm Capacity 85ml | 875
S98 | Silica Basin with Spout Height 36mm Dia 100 mm Capacity 100ml | 1150
S99 | Silica Basin with Spout Height 47mm Dia 113 mm Capacity 200ml | 1425
SILICA BASIN-TRANSLUCENT,GLAZED, DEEP FORM WITH SPOUT
S100 | Silica Basin with Spout Height 25 mm Dia 50 mm Capacity 15ml | 1155
S101 | Silica Basin with Spout Height 30 mm Dia 60 mm Capacity 45ml | 1350
S102 | Silica Basin with Spout Height 45 mm Dia 80 mm Capacity 90ml | 1725
SILICA BASIN-TRANSLUCENT,GLAZED, FLAT FORM WITH SPOUT
S103 | Silica Basin with Spout Height 15 mm Dia 69 mm Capacity 20ml | 825
S104 | Silica Basin with Spout Height 15 mm Dia 79 mm Capacity 25ml | 1100
S105 | Silica Basin with Spout Height 24 mm Dia 95 mm Capacity 60ml | 1185
SILICA CAPSULES-TRANSLUCENT,GLAZED, CIRCULAR
S106 | Silica Capsules Dia 40mm Height 15mm Capacity 10 ml | 315
S107 | Silica Capsules Dia 48mm Height 15mm Capacity 20 ml | 375
S108 | Silica Capsules Dia 54mm Height 15mm Capacity 25 ml | 500
S109 | Silica Capsules Dia 78mm Height 18mm Capacity 50 ml | 1240
S110 | Silica Capsules Dia 87mm Height 28mm Capacity 100 ml | 1600
SILICA CAPSULES-TRANSLUCENT,GLAZED, RECTANGULAR
S111 | Silica capsules Rectanglar 52x42x18 | 780
S112 | Silica capsules Rectanglar 68x39x12 | 600
S113 | Silica capsules Rectanglar 110x68x18 | 1500
SILICA CAPSULES-TRANSLUCENT,GLAZED CIRCULAR, COMPLETE WITH LID (MOISTURE DISH)
S114 | Silica Capsules Dia 38mm Height 11mm Capacity 8 ml | 865
S115 | Silica Capsules Dia 54mm Height 12mm Capacity 20 ml | 1125
S116 | Silica Capsules Dia 75mm Height 12mm Capacity 35 ml | 1650
SILICA TALL FORM CRUCIBLE
S117 | Crucible Height 32mm, Dia 27mm ,Capacity 10ml | 400
S118 | Crucible Height 33mm, Dia 32mm ,Capacity 15ml | 400
S119 | Crucible Height 38mm, Dia 35mm ,Capacity 20ml | 400
S120 | Crucible Height 39mm, Dia 43mm ,Capacity 30ml | 380
S121 | Crucible Height 51mm, Dia 51mm ,Capacity 50ml | 540
SILICA TALL FORM LID
S122 | Lid Dia 27mm,for 10ml | 300
S123 | Lid Dia 32mm,for 15ml | 300
S124 | Lid Dia 35mm,for 20ml | 300
S125 | Lid Dia 43mm,for 30ml | 285
S126 | Lid Dia 51mm,for 50ml | 450
CRUCIBLES- TRANSLUCENT, GLAZED, SWELLING NUMBER
S127 | Dia 41mm, Height 26mm for 17ml | 560
CASING INDEX
S128 | Dia 57mm Height 37mm | 560
VOLUMETRIC CRUCIBLE (VM)
S129 | Volumetric Crucible (VM) 25 X 38 mm ht/Lid | 600
S130 | Volumetric Crucible (VM) spare Plunzer | 400
S131 | Volumetric Crucible (VM) Spare Lid | 235
SILICA BOATS-TRANSLUCENT, GLAZED, COMBUSTION WITH HANDLE
S132 | Silica Boats LXWXH 78X17X11 | 865
S133 | Silica Boats LXWXH 103X20X12 | 1125
TRIANGLES
| 2" Silica Triangles | 200
| 3" Silica Triangles | 250
| 4" Silica Triangles | 250
MUFFLE TRAY (STAND FOR VM CRUCIBLE)
S134 | Stand 2 Holes | 975
S135 | Stand 4 Holes | 1800
SPECTROMETER - RAYSCOPE
S139 | SPECTROMETER 6 inch dia college type Read by two opposite verniers reading to one minute of the arc. The objectives used in telescope and collimators are achromatic and provided with rack and pinion focusing arrangement. Telescope arm and prism table are provided with fine and coarse adjustment. The prism table is provided with three leveling screws and is engraved with concentric ring and lines. The scale and verniers are of stainless steel and are machine divided. Cover plate protects the scale from dust and carries two transparent windows for verniers. The instrument is finished in pleasuring and smooth duco colour and other necessary parts are chromium plated . With prism clamping device and diffraction grating stand in polished wooden case. | 8500
| SILICON GREASE METROARC / SILICON OIL | GLOSIL
S140 | Silicon grease 50gm Metroarc | 125
S141 | Silicon grease 1kg packing Metroarc | 1750
| Siilcon oil repack 350 cft per kg | 1250
| SLIT ROD | GLOSIL
S142 | Silicon carbide rod 8x8x300mm | 350
S143 | Slit rod clamp s.s | 30
( transport breakage will be on your part)
| SILICON RUBBER TUBING - GLOSIL (Minimum 5 Meter only) prices given per meter | GLOSIL
| Diameters given here are in mm. | Price/Mtr
(Regular ranges available in ready stock, others will be supplied against order only)
S144 | Silicon Rubber Tubing ID 1 OD 3 Thickness 1 | 30
S145 | Silicon Rubber Tubing ID 2 OD 3 Thickness 0.5 | 40
S146 | Silicon Rubber Tubing ID 2 OD 4 Thickness 1 | 40
S147 | Silicon Rubber Tubing ID 2 OD 5 Thickness 1.5 | 55
S148 | Silicon Rubber Tubing ID 2.5 OD 5 Thickness 1.25 | 60
S149 | Silicon Rubber Tubing ID 2.5 OD 6 Thickness 1.75 | 65
S150 | Silicon Rubber Tubing ID 3 OD 5 Thickness 1 | 45
S151 | Silicon Rubber Tubing ID 3 OD 6 Thickness 1.5 | 75
S152 | Silicon Rubber Tubing ID 3 OD 7 Thickness 2 | 105
S153 | Silicon Rubber Tubing ID 4 OD 6 Thickness 1 | 60
S154 | Silicon Rubber Tubing ID 4 OD 7 Thickness 1.5 | 90
S155 | Silicon Rubber Tubing ID 4 OD 8 Thickness 2 | 125
S156 | Silicon Rubber Tubing ID 5 OD 6 Thickness 0.5 | 50
S157 | Silicon Rubber Tubing ID 5 OD 7 Thickness 1 | 70
S158 | Silicon Rubber Tubing ID 5 OD 8 Thickness 1.5 | 115
S159 | Silicon Rubber Tubing ID 5 OD 9 Thickness 2 | 140
S160 | Silicon Rubber Tubing ID 6 OD 8 Thickness 1 | 100
S161 | Silicon Rubber Tubing ID 6 OD 9 Thickness 1.5 | 125
S162 | Silicon Rubber Tubing ID 6 OD 10 Thickness 2 | 175
S163 | Silicon Rubber Tubing ID 7 OD 9 Thickness 1 | 80
S164 | Silicon Rubber Tubing ID 7 OD 10 Thickness 1.5 | 150
S165 | Silicon Rubber Tubing ID 7 OD 11 Thickness 2 | 190
S166 | Silicon Rubber Tubing ID 7 OD 12 Thickness 2.5 | 175
S167 | Silicon Rubber Tubing ID 7 OD 13 Thickness 3 | 200
S168 | Silicon Rubber Tubing ID 7 OD 14 Thickness 3.5 | 315
S169 | Silicon Rubber Tubing ID 8 OD 10 Thickness 1 | 100
S170 | Silicon Rubber Tubing ID 8 OD 11 Thickness 1.5 | 150
S171 | Silicon Rubber Tubing ID 8 OD 12 Thickness 2 | 200
S172 | Silicon Rubber Tubing ID 8 OD 13 Thickness 2.5 | 180
| Silicon Rubber Tubing ID 8 OD 14 | 250
S173 | Silicon Rubber Tubing ID 9 OD 11 Thickness 1 | 125
S174 | Silicon Rubber Tubing ID 9 OD 12 Thickness 1.5 | 150
Silicon Rubber Tubing ID 9 OD 13
S175 | Silicon Rubber Tubing ID 10 OD 12 Thickness 1.1 | 100
S176 | Silicon Rubber Tubing ID 10 OD 14 Thickness 2 | 250
S177 | Silicon Rubber Tubing ID 12 OD 14 Thickness 0.5 | 110
S178 | Silicon Rubber Tubing ID 12 OD 17 Thickness 2.5 | 325
S179 | Silicon Rubber Tubing ID 13 OD 17 Thickness 2 | 300
S180 | Silicon Rubber Tubing ID 13 OD 19 Thickness 3 | 400
S181 | Silicon Rubber Tubing ID 14 OD 18 Thickness 2 | 350
S182 | Silicon Rubber Tubing ID 15 OD 18 Thickness 1.5 | 275
S183 | Silicon Rubber Tubing ID 16 OD 22 Thickness 3 | 600
S184 | Silicon Rubber Tubing ID 20 OD 27 Thickness 3.5 | 875
S185 | Silicon Rubber Tubing ID 24 OD 32 Thickness 4 | 1500
S186 | Silicon Rubber Tubing ID 25 OD 30 Thickness 2.5 | 750
S187 | Silicon Rubber Tubing ID 32 OD 43 Thickness 5.5 | 2150
| SILICONE BULP - GLOSIL | GLOSIL
Capacities of bulps are approximate (sold in pkt of 5 only)
S188 | Size : Small 5 ml (pkt of 5) | 360
S189 | Size : Medium 10 ml (pkt of 5) | 480
S190 | Size : Large 15ml (pkt of 5) | 590
S191 | Size :Extral Large 20 ml (pkt of 5) | 690
S192 | Size : Oval 25 ml (pkt of 5) | 1250
S193 | Size : Super Large 50 ml (pkt of 5) | 2500
S194 | Size : Extra Super Large 100 ml (pkt of 5) | 3230
Rubber Bulp Please Refer Index 'R'
| SGE SYRINGES | GLOSIL
S195 | Part.No.007660, 500 μL Hitachi LC autosampler syringe with GT plunger with M10 - 1.0 screw thread Equivalent to Hamilton Part No.0160310 - 1750 HITACHI SYRINGE | 14100
S196 | Part.No.002898, 10 μL removable needle Shimadzu syringe with 4.2 cm 0.63 mm OD cone tipped needle Equivalent to Hamilton Part No.202640 - 701RSN AOC 14/17(22s/1.69"/2) | 8400
S197 | Part.No.008631, 2.5 mL fixed needle CTC head space syringe with energized GT plunger and 5.6 cm 0.63 mm OD side hole needle Equivalent to Hamilton Part No.203084 -1002LTN CTC SYRINGE (23/51/5) | 16000
S198 | Part.No.002200, 10 μL needle syringe with GT plunger and 5 cm 0.47 mm OD bevel tipped needle Equivalent to Hamilton Part No.80000 - 1701N 10 μL SYR (26s/2"/2) | 3200
S199 | Part.No.002826,10 μL fixed needle Agilent syringe with GT plunger and 4.2 cm 0.63/0.47 mm OD cone tipped dual gauge needle Equivalent to Hamilton Part No.80079 - 1701ASN SYR(23S/26S/1.71"/HP) | 6300
S200 | Part.No.00506,1.0 μL NanoVolume syringe with 7 cm 0.63 mm OD bevel tipped needle Equivalent to Hamilton Part No.80135 - 7001KH 1.0 μL SYR (25/2.75"/2) | 7100
S201 | Part.No.002000,10 μL fixed needle syringe with 5 cm 0.47 mm OD bevel tipped needle Equivalent to Hamilton Part No.80300 - 701N 10 μL SYR (26s/2"/2) | 2300
S202 | Part.No.002050, 10 μL removable needle syringe with 5 cm 0.47 mm OD bevel tipped needle Equivalent to Hamilton Part No.80330 - 701RN 10 μL SYR (26s/2"/2) | 4500
S203 | Part.No.002450, 10 μL removable needle guided plunger syringe with 5 cm 0.47 mm OD bevel tipped needle Equivalent to Hamilton Part No.80370 901RN - 10 μL SYR (26s/2"/2) | 7100
S204 | Part.No.002821, 10 μL fixed needle Agilent syringe with 4.2 cm 0.47 mm OD cone tipped dual gauge needle Equivalent to Hamilton Part No.80393 - 701ASN SYR (23-26/1.71"/HP) | 4500
S205 | Part.No.003000, 25 μL fixed needle syringe with 5 cm 0.5 mm OD bevel tipped needle Equivalent to Hamilton Part No.80400 - 702N 25 μL SYR (22s/2"/2) | 3300
S206 | Part.No.003300, 25 μL fixed needle syringe with 5.1 cm 0.72mm OD LC needle Equivalent to Hamilton Part No.80465 - 702SNR 25 μL SYR (22s/2"/3) | 4300
S207 | Part.No.004000, 50 μL fixed needle syringe with 5 cm 0.5 mm OD bevel tipped needle Equivalent to Hamilton Part No.80500 - 705N 50 μL SYR (22s/2"/2) | 4800
S208 | Part.No.004300, 50 μL fixed needle syringe with 5.1 cm 0.72mm OD LC needle Equivalent to Hamilton Part No.80565 - 705SNR 50 μL SYR (22s/2"/3) | 3900
S209 | Part.No.005000,100 μL fixed needle syringe with 5 cm 0.5 mm OD bevel tipped needle Equivalent to Hamilton Part No.80600 - 710N 100 μL SYR (22s/2"/2) | 4000
S210 | Part.No.005300, 100 μL fixed needle syringe with 5.1 cm 0.72 mm OD LC needle Equivalent to Hamilton Part No.80665 - 710SNR 100 μL SYR (22s/2"/3) | 4000
S211 | Part.No.006200, 250 μL fixed needle syringe with GT plunger and 5 cm 0.5 mm OD bevel tipped needle Equivalent to Hamilton Part No.81100 - 1725LTN 250 μL SYR (22s/2"/2) | 5500
S212 | Part.No.007200, 500 μL fixed needle syringe with GT plunger and 5 cm 0.5 mm OD bevel tipped needle Equivalent to Hamilton Part No.81217 - 1750LTN 500 μL SYR (22/2"/2) | 5200
S213 | Part No.008102, 1 mL fixed needle syringe with GT plunger and 5 cm 0.72 mm OD bevel tipped needle Equivalent to Hamilton Part No.81317 - 1001LTN 1.0 mL SYR (22/2"/2) | 5000
S214 | Part No.008025, 1 mL fixed Luer Lock syringe with GT plunger Equivalent to Hamilton Part No.81320 - 1001TLL 1.0 mL SYR | 6400
S215 | Part No.008025, 1 mL fixed Luer Lock syringe with GT plunger Equivalent to Hamilton Part No.81327 - 1001TLL 1.0 mL SYR W/SLOTS | 6400
S216 | Part No.008100, 1 mL removable needle syringe with GT plunger and 5 cm 0.63 mm OD bevel pped needle Equivalent to Hamilton Part No.81330 - 1001RN 1.0 mL SYR (22/2"/2) | 7800
S217 | Part No.001400, 5 μL fixed needle guided plunger syringe with 5 cm 0.47 mm OD bevel tipped needle Equivalent to Hamilton Part No.84850 - 85N 5 μL SYR (26s/2"/2) | 5600
S218 | Part No.001000, 5 μL fixed needle syringe with 5 cm 0.47 mm OD bevel tipped needle Equivalent to Hamilton Part No.87900 - 75N 5 μL SYR (26s/2"/2) | 4000
S219 | Part No.000310, 0.5 μL NanoVolume syringe with 7 cm 0.63 mm OD cone tipped needle Equivalent to Hamilton Part No.86250 - 7000.5KH 0.5 μL SYR (25/2.75"/3) | 8700
S220 | Part No.000500, 1.0 μL NanoVolume syringe with 5 cm 0.63 mm OD cone tipped needle | 7300
S221 | Part No.002301, 10 μL fixed needle syringe with 5.1 cm 0.72 mm OD LC needle Equivalent to Hamilton Part No.80365 - 701SNR 10 μL SYR (22s/2"/3) | 3200
S222 | Part No.004250, 50 μL removable needle syringe with GT plunger and 5 cm 0.5 mm OD bevel tipped needle Equivalent to Hamilton Part No.80930 - 1705RN 50 μL SYR (22s/2"/2) | 5700
S223 | Part No.007000, 500 μL fixed needle syringe with 5 cm 0.5 mm OD bevel tipped needle Equivalent to Hamilton Part No.80800 - 750N 500 μL SYR (22/2"/2) | 5900
S224 | Part No.054980, BPX-VOLATILES : Cyanopropylphenyl Polysiloxane | 52200
S225 | Part No.092002, Split / Splitless FocusLiner | 10900
S226 | Part No.004200, 50 μL fixed needle syringe with GT plunger and 5 cm 0.5 mm OD bevel tipped needle Equivalent to Hamilton Part No.80900 - 1705N 50 μL SYR (22s/2"/2) | 5000
HAMILTON LIQUID HANDLING PRODUCTS -IMPORTED
700 Series Micro Litertm Syringes, 5 µl- 500 µl Fixed Needle Syringes Point style 2 Needle Length-51mm (Sharp Tip)
NOTE : NO RETURN / REPLACEMENT for HAMILTON , SO PLEASE ORDER WITH CORRECT CODE NUMBERS.
S222 | Part No. 87900 Model 75 N" Volume 5 µl Gauge 26 s | 4155
S223 | Part NO. 87919 Model 75 N Volume 5ul gauge 26s | 4435
S224 | Part No. 80300 Model 701 N" Volume 10 µl Gauge 26 s | 2300
S225 | Part No. 80400 Model 702 N" Volume 25 µl Gauge 22 s | 4100
S226 | Part No. 80500 Model 705 N" Volume 50 µl Gauge 22s | 4860
S227 | Part No. 80600 Model 710 N" Volume 100 µl Gauge 22s | 5660
S228 | Part No. 80700 Model 725 N" Volume 250 µl Gauge 22s | 6385
S229 | Part No. 80800 Model 750 N" Volume 500 µl Gauge 22s | 7250
HAMILTON LIQUID HANDLING PRODUCTS : Luer Tip (LT) syringes, Needle not included.
S230 | Part No. 80001 Model 1701 LT Volume 10 µl | 7445
S231 | Part No. 80201 Model 1702 LT Volume 25 µl | 5900
S232 | Part No.80901 Model 1705 LT Volume 50 µl | 6050
S233 | Part No. 81001 Model 1710 LT Volume 50 µl | 5825
S234 | Part No. 81101 Model 1725 LT Volume 250 µl | 6275
S235 | Part No. 81201 Model 1750 LT Volume 500 µl | 5975
FIXED NEEDLE SYRINGES (For Rheodyne Injectors) Point Style 3 needle length 51mm (Blunt tip)
S236 | Part No. 87919 Model 75 N Volume 5 µl Gauge 26s | 4435
S237 | Part No. 80383 Model 701 N Volume 10 µl Gauge 26s | 5450
S238 | Part No. 80365 Model 701 NR Volume 10 µl Gauge 22s | 4225
S239 | Part No. 80465 Model 702 NR Volume 25 µl Gauge 22s | 3750
S240 | Part No. 80565 Model 705 NR Volume 50 µl Gauge 22s | 4800
S241 | Part No. 80665 Model 710 NR Volume 100 µl Gauge 22s | 5950
S242 | Part No. 80765 Model 725 NR Volume 250 µl Gauge 22s | 6225
S243 | Part No. 80865 Model 750 NR Volume 500 µl Gauge 22s | 7265
S244 | Part No. 90022 Model 22/51/2 | 7600
S245 | Part no. 90026 Model 26/51/2 | 7600
S246 | Part no. 91022 Model 22/51/3 | 7600
S247 | Part no. 91026 Model 22/51/3 | 7600
REMOVABLE NEEDLE SYRINGES POINT STYLE 2 NEEDLE LENGTH 51 mm
S248 | Part no. 87930 Model 75 RN Volume 5 µl Gauge 26s | 5725
S249 | Part no. 80330 Model 701 RN Volume 10 µl Gauge 26s | 5565
S250 | Part no. 80430 Model 702 RN Volume 25 µl Gauge 22s | 6150
S251 | Part no. 80530 Model 705 RN Volume 50 µl Gauge 22s | 6300
S252 | Part no. 80630 Model 710 RN Volume 100 µl Gauge 22s | 6900
S253 | Part no. 80730 Model 725 RN Volume 250 µl Gauge 22s | 8265
S254 | Part no. 90126 Model 26/51/2 | 10080
S255 | Part no. 90533 Model 22/51/3 | 10425
S256 | Part no. 90134 Model 26/51/3 | 6775
Fixed Needle syringes, point style 2
LUER TIP SYRINGES, POINT STYLE 2 Luer Tip (LT) syringes, Needle not included.
S257 | Part no. 80301 Model 701 LT Volume 10 µl | 6195
S258 | Part no. 80401 Model 702 LT Volume 25 µl | 7400
S259 | Part no. 80501 Model 705 LT Volume 50 µl | 7265
S260 | Part no. 80601 Model 710 LT Volume 100 µl | 7900
S261 | Part no. 80701 Model 725 LT Volume 250 µl | 8485
S262 | Part no. 80801 Model 750 LT Volume 500 µl | 9665
NEEDLE LENGTH- 51mm
S263 | Part no. 80000 Model 1701 N Volume 10 µl Gauge 26s | 4600
S264 | Part no. 80200 Model 1702 N Volume 25 µl Gauge 26s | 5050
S265 | Part no. 80900 Model 1705 N Volume 50 µl Gauge 22s | 5350
S266 | Part no. 81000 Model 1710 N Volume 100 µl Gauge 22s | 5800
S267 | Part no. 81100 Model 1725 N Volume 250 µl Gauge 22s | 6100
S268 | Part no. 81217 Model 1750 N Volume 500 µl Gauge 22s | 5800
FIXED NEEDLE SYRNGES,POINT STYLE 2 NEEDLE LEN.51mm
S269 | Part no. 80030 Model 1701 RN Volume 10 µl Gauge 26s | 6000
S270 | Part no. 80230 Model 1702 RN Volume 25 µl Gauge 26s | 7450
S271 | Part no. 80930 Model 1705 RN Volume 50 µl Gauge 22s | 6445
S272 | Part no. 80130 Model 1710 RN Volume 100 µl Gauge 22s | 6865
S273 | Part no. 81130 Model 1725 RN Volume 250 µl Gauge 22s | 6850
S274 | Part no. 81230 Model 1750 RN Volume 500 µl Gauge 22s | 6850
Note: Also available in point Size 3
| SOXHLET EXTRACTIONS MANTLES APPARATUS - GLOVISION | GLOSIL
S227 | Soxhlet Apparatus 3 Tests with 3 Mantles and 3 Regulators without glass parts each 250 ml Capacity | 7500
S228 | Soxhlet Apparatus 6 Tests with 6 Mantles and 6 Regulators without glass parts each 250 ml Capacity | 10250
Screw gauge and Dial Thickness Gauge and Vernier caliper and Page " V "
FOR SONICATOR REFER ULTRASONICATORS IN Page " U "
| SLIDE WARMING TABLE - GLOVISION | GLOSIL
S229 | Slide warming Table Size 10 X 12 MS Top | 3000
S230 | Slide warming Table Size 10 X 12 Digital | 8900

## T
T
| TIMERS RINGER | GLOSIL
T1 | DT 109 Ringer Timer Loud beeper | 250
T2 | Loudstar 103 Winner Make Ringer Timer | 300
T3 | Ringer Timer 104A Big Display | 975
| DTC-1046 Extra Loud Sound Timer (Opt: Clock, Count Up, Count Down 1, Count Down 2) | 550
| TIMER - HM | GLOSIL
| TMR-2000 LED Timer | 1050
| TMR-500 Timer | 750
| THERMO-HYGROMETER (DIGITAL TEMP & HUMIDITY METER DIGITAL) | GLOSIL
T4 | Model HTC 1 Temp.Range -10° to 50°C Humidity Range 20% - 90% Jumbo big digit | 300
T5 | Model HTC 2 Temp.Range -10° to 50°C Humidity Range 20% - 90% Big Display with Wire for Outdoor Temp. | 500
| Model DC-803 Digital Thermo Hygrometer Big Display | 775
T6 | Thermo Hygrometer Big display 288-CTH | 500
T7 | Model HT 3005 Metravi Thermo Hygrometer | 5750
| THERMO-HYGROMETER (DIGITAL TEMP & HUMIDITY METER DIGITAL) - LUTRON | GLOSIL
T8 | Model HT 305 Temp.Range 0 to 50°c Humidity Range 10% - 95% Portable with Separate combined sensor Lutron With Dew Point | 5625
T9 | Model HT 3015 Temp.Range 0 to 50°C Humidity Range 10% - 95% With Dew point, Rs232 High precision (Software Optional) | 12250
T10 | Model HT 3006A / HT 3006HA Temp.Range 0 to 50°C Humidity Range 10% - 95% With temp, RH and K/J plug for -50/1100°C | 12250
| THERMO-HYGROMETER POCKETLINE RANGE - TESTO | GLOSIL
T11 | Testo-608-H1 Digital Thermo Hygrometer measures & displays % rH, °C/F, & °Ctd /F, Large easy to read display, Two variants with 3% & 2% accuracy respectively | 5300
T12 | Testo-608-H2 Digital Thermo Hygrometer with Display Alarm measures & displays % rH, °C/F, & °Ctd /F, Large easy to read display, Two variants with 3% & 2% accuracy respectively | 8200
T13 | Testo-610 Humidity & Temperature Meter (Hygrometer), measures & displays %rH, °C/F, wt°C %td °C/F, Backlit easy to read display, best acuuracy of 2.5% rH in its class | 9850
| THERMO HYGROMETER SMART - TESTO | GLOSIL
T14 | Testo-605i Smart Thermo Hygrometer measurement of air humidity and temperature in rooms and ducts,range of 0 to 100%RH and -20°C to +60°C, wireless connection to a smartphone or tablet via Bluetooth free app, All measurement data in graph or tabular format, can be directly sent as PDF or excel files, Automatic calculation of dewpoint and wet bulb temperature via app. | 11600
| THERMOMETER DIGITAL | GLOSIL
T15 | TP01 Pen Shape China Range -50 to 300°C Black or White Packed in Round PVC Pipe ( Non Water Proof) | 225
T16 | HT 9264 Pen shape digital Thermometer -50 to 300°C and F scale combined Model | 300
T17 | Multistem Range -50 to 300°C & -58 to 572°F resolution 0.1°C/1F | 450
T18 | DTM 902 Pen shape -40 to 300°C and F scale combined water proof with 5” probe stem type. CHINA | 400
T19 | PM 10 Digital small Pannel thermometer Range -50 to 70°C ( For Refrigeration ) | 175
T20 | DTM-X7 Multipurpose -50 to +300 IP67 Sensor Probe Protection Pen Waterproof Thermometer | 500
T21 | DC-3 Digital Alarm Thermometer,Temp.Range Indoor(-10'C - +50'C) Outdoor (-40'C - +70'C), Humidity 20% RH-95% RH | 500
T22 | DC-2 Digital Thermometer, Temp.range Indoor(-10'C - +50'C) Outdoor (-40'C - +70'C) | 350
T23 | DT-350 Digital Pen Type Thermometer, Temp.range -50'C - +350'C (-58'F -+662'F) | 300
T24 | DT-302 Digital Thermometer Temp Range -50°C~1300°C | 2750
T25 | Temp Probe upto 900°C for the above | 1300
| DTM-903 Digital Thermometer Temp Range -50°C~1300°C using K-type Sensor,Range -50°C~1200°C using J -type sensor METRAVI | 2750
| CIE 305 Range -50 to 1300°C with Teflon probe usable up to 200°C only resolution 0.1°C WORK ZONE | 4000 | online
| 305K-II Range -50 to 1300°C with Teflon probe usable up to 200°C only resolution 0.1°C WORK ZONE | 2000 | online
| THERMOMETER - HM | GLOSIL
| TM-1000 Safety Thermometer | 1500
| TM-3000 Fridge Thermometer | 1050
T26 | TM-4000 Cooking oil Thermometer | 2200
| THERMOMETER RANGE - TESTO | GLOSIL
T27 | Testo-103 Smallest Foldable Thermometer (Pocket food Thermometer) 11 cm long, easy to fit pocket sized instrument , white ABS housing EN 13485 certified design, Ideal for spot check in production and large kitches, HACCP certified | 5800
T28 | Testo-104 Folding Waterproof Thermometer (Metal Body food Thermometer) IP65, making it waterproof, cleaning under running water possible, White ABS housing with die cast zinc SS body, EN 13485 and HACCP certified, Best core temperature measuring instrument for production and QC | 9850
| THERMOMETER NON-CONTACT INFRARED DIGITAL - METRAVI/FLUKE/CHINA | GLOSIL
T29 | IR Thermometer HTC China range - 50 to 550°C | 1500
| Fluke 59 Mini IR Thermometer Non Contact Range -18 to 275°C | 6000 | online
| Fluke 59 MAX IR Thermometer Non Contact Range - 30 to 350°C | 8500 | online
T30 | Model MT-2, 3 Digits Backlit LCD with laser sighting used to measure temperature in the range of -50 to 550 °C / -58 to 1022 °F, D:S Ratio 12:1, Fixed emissivity 0.95. | 3000
T31 | Model PRO-65 MAX Precise non-contact measurement with Circular Laser to show the exact area for which the temperature is being measured, IP54 Rated for Dust /Water Proof, 2m Drop Tested, Automatic Data Hold, Non-contact and Contact Thermometer Combined, Contact temperature measurement using K type sensor, Adjustable Emissivity from 0.10 to 1.00, MAX / MIN / AVG /DIF Temperature display, Backlit LCD Display, Set High and Low Alarms,Distance to Sighting Ratio 16:1, Battery Operated Tk Temperature: -50 to 1370°C, Resolution: 0.1 °C < 1000; 1 °C > 1000, Accuracy: ±0.5% of Reading ±1.5°C, IR Temperature Measurement: -50 to 800 °C, Response Time: 150ms, Spectral Response: 8 – 14μm | 6000
| Model PRO-65 MAX + Precise Non Contact Measurement, Circular Laser to show the exact area whose temperature is being measuredIP54 Rated for Dust / Water Proof, 2m Drop Tested, Automatic Data Hold, Non Contact and Contact Thermometer Combined, Contact temperature measurement using K type sensor, Adjustable Emissivity from 0.10 to 1.00, MAX / MIN / AVG / DIF Temperature display, Backlit LCD Display, Set High and Low Alarms, Distance to Sighting Ratio 20:1 , Battery Operated 2 x 1.5V AAA Batteries, CE Compliant with EMC, Tk Temperature: -50 to 1370°C, Resolution: 0.1°C < 1000; 1°C > 1000, Accuracy: ±0.5% of Reading ±1.5°C, IR Temperature Measurement: - -50 to 1000°C, Response Time: 150mS, Spectral Response: 8 – 14um | 7250
| TEMPERATURE CONTACT & NON-CONTACT DIGITAL - TESTO | GLOSIL
T32 | Testo 925 Single Channel Thermocouple Input Thermometer can be used from very low to high temperatures using a K type sensor, Displays two channel temperatures and differential temperature, can hold and print the data on the site using IR printer | 15950
| Testo 922 Two Channel for for fast Temperature measurement can be used from very low to high temperatures using a K type sensor, Displays two channel temperatures and differential temperature, can hold and print the data on the site using IR printer | 22100
T33 | Testo 830-T1 Fast IR Thermometer Variants with 10:1 and 12:1 optics, Emissivity adjustable from 0.1 to 1, Large backlit LCD display with auto hold feature, Pistol design with audible alarm function, beeps when range is exceeded or underrun | 8625
| Testo 830-T2 Fast IR Thermometer Variants with 10:1 and 12:1 optics, Emissivity adjustable from 0.1 to 1, Large backlit LCD display with auto hold feature, Pistol design with audible alarm function, beeps when range is exceeded or underrun | 14300
T34 | Testo 535 IR Thermometer for Food Applications Long term monitoring based on max.and mean calculations, Long term 2 channel IR sensor, print the data on site date and time (optional accessory) | POR
| THERMOMETER FOOD CONTACT & NON-CONTACT - TESTO | GLOSIL
T35 | Testo 826-T4 Food IR and Contact Thermometer with Top Safe Cover Top safe protects instrument from dust, dirt, impact & water ingress, Audible and visual alarm to notify user if limit values are exceeded,EN 13485 certified & HACCP certified. | POR
T36 | Testo 831 IR Thermometer for Food Applications Emissivity adjustable from 0.1 to 1, Measuring range from -30°C to 210°C, Distance to spot ratio of 30:1 with 2 point laser marking, Two adjustable alarm limit values | POR
| THERMOMETER CLAMP SMART - TESTO | GLOSIL
T37 | Testo-115i Smart Clamp Thermometer measurement of flow and return temperature in heating system, measures temp. in the range of -40°C to +150°C, wireless connection to a smartphone or tablet via Bluetooth free app, All measurement data in graph or tabular format, can be directly sent as PDF or excel files | POR
| THERMOMETER WALL TYPE | GLOSIL
T38 | Korean Wall Termometer | 100
| THERMOMETER WET & DRY | GLOSIL
T39 | Korean Wet & Dry Thermometer | 150
T40 | Wet & Dry Thermometer (A) Zeal Type | 600
| Wet & Dry Thermometer (M) Zeal Type | 600
| P2051 Wet & Dry Thermometer Zeal (A) | 1250
| Wet & Dry Thermometer Zeal (M) | 1250
| THERMOMETER MAXIMUM AND MINIMUM | GLOSIL
T42 | Max & Mini Thermometer Zeal Type | 600
| THERMOMETER GLASS SUPERIOR ZEAL TYPE | GLOSIL
T43 | - 10c to 110°C (M) Size 300mm Accuracy 1°C Same as Zeal | 250
T44 | - 10c to 110°C (A) Size 300mm ccuracy 1°C Same as Zeal | 250
T45 | - 0c to 250°C (M) Size 300mm Accuracy 1°C Same as Zeal | 250
T46 | - 0c to 360°C (M) Size 300mm Accuracy 2°C Same as Zeal | 250
T47 | - 0c to 50°C (M) Size 300mm Accuracy 1°C Same as Zeal | 250
T48 | - 0c to 50°C (A) Size 300mm Accuracy 1°C Same as Zeal | 250
T49 | - 0c to 400 F (A) Size 300mm Accuracy 1°C Same as Zeal | 250
T50 | - 0c to 120 F (M) Size 300mm Accuracy 1°C Same as Zeal | 250
T51 | - 0c to 120 F (A) Size 300mm Accuracy 1°C Same as Zeal | 250
T52 | - 0c to 150°C (M) Size 300mm Accuracy 1°C Same as Zeal | 250
T53 | - 0c to 150°C (A) Size 300mm Accuracy 1°C Same as Zeal | 250
T54 | - 0c to 240 F (M) Size 300mm Accuracy 1°C Same as Zeal | 250
T55 | - 0c to 240 F (A) Size 300mm Accuracy 1°C Same as Zeal | 250
| THERMOMETER RESEARCH GRADE CAPILLARY - GLOSIL | GLOSIL
Alcohol Thermometer (SCREEN PRINTED)
T56 | Glosil 0-50'C Alcohol filled 300mm | 90
T57 | Glosil 0-110'C Alcohol filled 300mm | 90
T58 | Glosil 0-150'C Alcohol filled 300mm | 90
T60 | Glosil 0-220 F Alcohol filled 300mm | 90
Mercury Thermometer (SCREEN PRINTED)
T61 | Glosil 0-50'C Mercury filled 300mm | 100
T62 | Glosi 0-110'C Mercury filled 300mm | 100
T63 | Glosil 0-150'C Mercury filled 300mm | 100
T64 | Glosil 0-250' Mercury filled 300mm | 100
T65 | Glosil 0-360'C Mercury filled 300mm | 100
T66 | Glosil 0-220 F Mercury filled 300mm | 100
| THERMOMETER RESEARCH LONG STEM - GLOSIL | GLOSIL
T61 | Glosil 110'C (1'C) Mercury filled / 600mm | 300
T62 | Glosil 250'C (1'C) Mercury filled / 600mm | 300
T63 | Glosil 360'C (2'C) Mercury filled / 600mm | 300
T64 | Glosil 110'C (1'C) Mercury filled / 450mm | 225
T65 | Glosil 250'C (1'C) Mercury filled / 450mm | 225
| Glosil 360'c (2'C) Mercury filled / 450mm | 225
| Glosil -50'C to + 50'C (1'C) Alcohol filled / 450mm | 225
| Glosil 110'C (0.1'C) 1/10 Mercury filled / 600mm | 550
| Glosil 50'C (0.1'C) 1/10 Mercury filled / 600mm | 550
DIMPLE MAKE THERMOMETER MERCURY FILLED - 300MM
| Thermometer Dimple 50M Range (-10 to 50°C) (0.5)M | 200 | online
| Thermometer Dimple 110M Range (-10 to 1100°C) (0.5°c)M | 200 | online
| Thermometer Dimple 110M Range (-10 to 110°c) (1°c) M | 200 | online
| Thermometer Dimple 150M Range (-10 to 150°c) (1°c)M | 200 | online
| Thermometer Dimple 250M Range (0 to 250°c) (1°c)M | 200 | online
| Thermometer Dimple 360M Range (0 to 360°c) (2°c)M | 200 | online
| Thermometer Dimple 400M Range (0 to 400°c) (2°c)M | 250 | online
| Thermometer Dimple 600M Range (0 to 600°c) (2°c)M | 250 | online
| Thermometer Dimple 120FM Range (0 to 120F) (1F)M | 250 | online
| Thermometer Dimple 220FM Range (0 to 220F) (1F)M | 250 | online
| Thermometer Dimple 400FM Range (0 to 400F) (2F) M | 250 | online
DIMPLE MAKE THERMOMETER ALCOHOL FILLED - 300MM
| Thermometer Dimple 50A Range (-10 to 50°c) (0.5°c)A | 175 | online
| Thermometer Dimple 110A Range (-10 to 110°c) (1°c)A | 175 | online
| Thermometer Dimple 150A Range (-10 to 150°c) (1°c)A | 175 | online
| Thermometer Dimple 120FA Range (0 to 120F) (1F) A | 200 | online
| Thermometer Dimple -30+30A Range (-30 +30 A) (300mm) | 250 | online
| Thermometer Dimple -50+50A Range (-50°c to 50°c (A) (300mm) | 250 | online
| Thermometer Dimple -100+50A Range (-100°c to 50°c (A)) (300mm) | 350 | online
| Thermometer Dimple -50+100A Range (-50°c to 100°c (A)) (300mm) | 250 | online
DIMPLE MAKE THERMOMETER 450 / 600 MM LONG STEM
| Thermometer Dimple -50 +50 Range (-50°c to +50°c 600mm) (600mm) | 550 | online
| Thermometer Dimple -100 +100A Range (-100°c to 100°c (A) (450mm) | 450 | online
| Thermometer Dimple -100+100A Range -100°cto 100°c (A) (600mm) | 650 | online
DIMPLE SPARES
| Spare water container for Wet & Dry plastic | 50 | online
| Spare wick for Wet & Dry Thick | 15 | online
| THERMOMETER RESEARCH GRADE CAPILLARY - GLOSIL | GLOSIL
| Glosil Pocket Thermometer 20-50'C Alchohol | 75
| THERMOMETER LABORATORY GENERAL PURPOSE (Mercury Filled) - SWASTIK | GLOSIL
T67 | Thermometer Range (-10 to 50°C) (0.5°C) (M) (300 - 305 mm) | 150
T68 | Thermometer Range (-10 to 110°C) (1°C) (M) (300 - 305 mm) | 125
T69 | Thermometer Range (-10 to 110°C) (0.5°C) (M) (300 - 305 mm) | 130
T70 | Thermometer Range (-10 to 250°C) (1°C) (M) (300 - 305 mm) | 125
T71 | Thermometer Range (-10 to 360°C) (2°C) (M) (300 - 305 mm) | 170
T72 | Thermometer Range (-10 to 400°C) (2°C) (M) (300 - 305 mm) | 170
T73 | Thermometer Range (-10 to 150°C) (1°C) (M) (350 mm) | 125
| THERMOMETER LABORATORY GENERAL PURPOSE (Alcohol Filled) - SWASTIK | GLOSIL
T74 | Thermometer Range (0 to 50°C) (0.5°C) (A) (300 - 305 mm) | 125
T75 | Thermometer Range (-10 to 110°C) (0.5°C) (A) (300 - 305 mm) | 125
T76 | Thermometer Range (-10 to 250°C) (1°C) (A) (300 - 305 mm) | 125
T77 | Thermometer Range (-10 to 150°C) (1°C) (A) (300 - 305 mm) | 125
| THERMOMETERS MINUS RANGE - SWASTIK | GLOSIL
T78 | Thermometer Range (-50 to 50°C) (1°C) (A) (300 mm) | 175
T79 | Thermometer Range (-50 to 100°C) (1°C) (A) (300 mm) | 175
T80 | Thermometer Range (-100 to 50°C) (1°C) (A) (300 mm) | 175
T81 | Thermometer Range (-100 to 100°C) (1°C) (A) (300 mm) | 175
T82 | Thermometer Range (-50 to 50°C) (1°C) (A) (600 mm) | 275
T83 | Thermometer Range (-50 to 100°C) (1°C) (A) (600 mm) | 275
T84 | Thermometer Range (-100 to 50°C) (1°C) (A) (600 mm) | 300
T85 | Thermometer Range (-100 to 100°C) (1°C) (A) (600 mm) | 300
| THERMOMETERS IP - SWASTIK | GLOSIL
T86 | Thermometer IP 1C Range -38/M50*C1 ASTM 5C | 600
T87 | Thermometer IP 2C Range -80 / 20C *1c ASTM 6C | 650
T88 | Thermometer IP 5C Range -2 / 300c *1c ASTM 7C | 450
T89 | Thermometer IP 6C Range -2 / 400c *1c ASTM 8C | 450
T90 | Thermometer IP 8C Range 0 / 45c *0.2c | 550
T91 | Thermometer IP 9C Range 40 / 85c *0.2c | 550
T92 | Thermometer IP 10C Range 76 / 122c *0.2c | 600
T93 | Thermometer IP 15C Range -5 / 110c *0.5c ASTM 9C | 450
T94 | Thermometer IP 16C Range 90 / 370c *2c ASTM 10C | 500
T95 | Thermometer IP 17C Range 38 / 82c *0.1c ASTM 14C | 650
T96 | Thermometer IP 18C Range 20 / 100.6c *0.25c ASTM 54C | 600
T97 | Thermometer IP 21C Range 25 / 105c *0.2c ASTM 34C | 650
T98 | Thermometer IP 23C Range 34 / 42c *0.1c ASTM 18C | 670
T99 | Thermometer IP 24C Range 95 / 103c *0.1c ASTM 22C | 670
T100 | Thermometer IP 28C Range -6 / 400c *2c ASTM 11C | 500
T101 | Thermometer IP 31C Range 36.6 / 39.4c *0.05c ASTM 28C | 750
T102 | Thermometer IP 32C Range 98.6 / 101.4c*0.05c ASTM 121C | 900
T103 | Thermometer IP 35C Range 58.6 / 61.4c *0.05c ASTM 47C | 900
T104 | Thermometer IP 36C Range 91.6 / 94.4c *0.05 ASTM 129C | 900
T105 | Thermometer IP 38C Range 23/27oc *0.1c | 650
T106 | Thermometer IP 39C Range -1 / 38c * 0.1c | 600
T107 | Thermometer IP 40C Range 20/120c *1c | 500
T108 | Thermometer IP 41C Range 100 / 230c *1c | 500
T109 | Thermometer IP 59C Range 90 /170c *0.2c ASTM 35C | 600
T110 | Thermometer IP 62C Range -5/300oC *1.0C ASTM 2C | 500
T111 | Thermometer IP 63C Range 32 / 127c *0.2c ASTM 61C | 650
T112 | Thermometer IP 64C Range -20/102c *0.2oc ASTM 12C | 550
T113 | Thermometer IP 66C Range 48.6 / 51.4c *0.05c ASTM 46C | 850
T114 | Thermometer IP 72C Range -37/ 21oc *0.5oc ASTM 71C | 550
T115 | Thermometer IP 73C Range -5/400oC *1oC ASTM 3C | 500
T116 | Thermometer IP 74C Range -35/70oC *0.5oc | 500
T117 | Thermometer IP 75C Range -30/80oc *0.5oc | 500
T118 | Thermometer IP 79C Range 48/102oc *0.2oc ASTM 39C | 600
T119 | Thermometer IP 80C Range 72/126oc *0.2oc ASTM 40C | 600
T120 | Thermometer IP 81C Range 98/152oc *0.2oc ASTM 41C | 600
T121 | Thermometer IP 92C Range 38.6/41.4oc *0.05oc ASTM 120C | 900
T122 | Thermometer IP 98C Range 100-300 c *2.0 oc | 550
T123 | Thermometer IP 99C Range -21.4/-18.6oc *0.005oc ASTM 127C | 1000
| CERTIFICATION FOR THERMOMETER | GLOSIL
| NABL CERTIFICATION FOR THERMOMETER | 1000
| CERTIFICATE BY PRIVATE PARTY FOR NATIONAL STANDARD FOR THERMOMETER | 300
| DN WITH LAB CERTIFICATE FOR 5 YEARS - SWASTIK | GLOSIL
T124 | DN M50 700-750 LEIMCO ,MUMBAI | 550
T125 | DN M50 800-850 LEIMCO ,MUMBAI | 550
T126 | Swastik Thermometer 50°C M (0.5) | 450
T127 | Oil Paste for Kaveri make | 115
T128 | Water Paste Kaveri make | 115
Density Kit Small
T129 | 2 Hydrometer ( 700 to 750 & 800 to 850), 1 no. Thermometer 50°C (0.5) with certificate and 1 measuring cylinder 500ml. Borosilicate glass and 1 each of water paste & oil pase | 3500
| TACHOMETER - LUTRON / SYSTEMS | GLOSIL
T130 | Tachometer make LUTRON Model DT 2234 B Range Photo Range 1 Lakh RPM | 8850
T131 | Tachometer make LUTRON Model DT 2236 Range Photo Range 1 lakh RPM + Contact Range 20000 RPM | 10000
| Tachometer make SYSTEMS Model HTM 590 Range Digital Contact Range 50000 RPM | 2600
| Tachometer make SYSTEMS Model HTM 560 Range Digital non contact Range 50000 RPM | 2500
| TDS METER:- PEN TYPE TESTER FAMILY / HANNA / ACETEQ / HM | GLOSIL
T132 | TDS Meter Dist 1 Range 1990 PPM, ACCURACY 1 ppm, Bold Display HI98301 New | 5690
T133 | TDS Meter Dist 2 Range 10 ppt, 0.01ppt ACCURACY, Bold Display HI98302 New | 5690
T134 | Aceteq TDS Meter Dist 1 Tester Bold Range 1990 ppm AQ98301P New | 1650
T135 | Aceteq TDS Meter Dist 2 Tester Bold Range 10 ppt AQ98302P New | 1650
T136 | Aceteq TDS Meter TDS 035 WP Range 20 ppt, ACCURACY 0.01 ppt Bold Display | 2000
T137 | AP 1 TDS Meter Range 0-5000ppm, ACCURACY 1 ppm Small Display | 680
T138 | TDS-3 TDS Meter Range 9990 ppm, ACCURACY 1 and 2 combined, Range Small Display RANGE UP TO 9990 PPM Koria | 620
T139 | TDS-3 Smart Tds Meter Range 0 - 9990 ppm (mg/L) Accuracy: +/- 2% , Auto ON/ OFF function & Auto Hold function, built in digital thermometer | 650
T140 | COM80 Model COND /TDS HM Model Range 9990 uS/5000ppm Resolution 10µs/10ppm TEMP.BOLD Display | 1550
| TDS METER PEN TYPE - EUTECH | GLOSIL
T141 | CTS EXPERT EUTECH Cond / TDS-range 20 ppt / Salinity / Temp. Meter | 9450
T142 | TDS TEST 11 Range 0-2000ppm & 0-10.00 ppt, Resolution 10ppm /0.1ppt With Temp.Display Pin Type Sensor IP Rating IP 67 | 10440
T143 | TDS TEST 11 PLS Range 0-200,0-2000ppm & 0-10 ppt, Resolution 0.1ppm/1ppm/0.01ppt With Temp.Display cup Type Sensor IP Rating IP 67 | 16200
T144 | ECO TDS TEST LOW Range 0 – 2000 ppm, Resolution 10ppm W/O Temp.Display Pin Type Sensor IP Rating IP 67 | 6750
T145 | ECO TDS TEST HIGH Range 0 – 10.00 ppt Resolution 0.1ppt. W/O Temp.Display Pin Type sensor IP Rating IP 67 | 6750
| TDS METER PORTABLE - EUTECH / LABOHOLIC | GLOSIL
T146 | Model 603K plus EUTECH TDS Range 0 to 100ppt Battery Operated, Singapore make | 38700
T147 | LH-19 Portable TDSMeter 3 1/2 digit LCD display, battery operated, ABS Plastic body. | 4300
| TDS METER TABLE MODEL - LABOHOLIC | GLOSIL
T148 | LH-15 Auto Digital TDS Meter (AUTO RANGING) 3.5, digit LED Display facility temperature compensation and digital cell constant adjustment along with TDS cell & other accessories | 6000
| TDS/COND/PH MULTIPARAMETERS:- COMBO METERS PEN TYPE - EUTECH / HM | GLOSIL
T149 | CTS EXPERT Eutech COND/ TDS / SALINITY / TEMP. Combo meter | 9450
T150 | PCTESTr35 Parameters Ph/Cond/Temp, Range 0.0 to 14.0 Ph/0 to 1999 µS/cm/2.00 to 20.00MS, Resolution 0.1 Ph/1 µS/cm/0.01 mS/cm, Accuracy ±0.1pH /±1µS, Large Display with temp | 17100
T151 | PTTESTr35 Parameters Ph/TDS/Temp Range 0.0 to 14.0Ph/0 to 999 ppm/1 to 10.00ppt Resolution 0.1 Ph/1 ppm/0.01 ppt Accuracy ±0.1 pH/ ±1ppm Large Display with temp IP 67 wp | 17100
T152 | PCSTESTr35 Parameters Ph/Cond/TDS/Salinity/Temp Range 0.00 to 14.00Ph/0.0 to 20ms/0-10.00 ppt/ 0 to 50 c, Resolution 0.01Ph/1 µS/cm/0.01µS/cm/ 0.1ppm/1 ppm, Accuracy ±0.1pH /±0.1µS/±0.1ppm, Large Screen Display with temp | 22500
T153 | COM80 Model COND /TDS HM Model Range 9990 uS/5000ppm Resolution 10µs/10ppm TEMP.BOLD Display | 1550
T154 | COM-100 Waterproof Professional Series EC/TDS Meter, measures EC, TDS, Salinity & Temperature, wit ATC , Replaceable Sensor | 3800
T155 | COM-360 pH/EC/TDS Meter pH Range: 0.0 – 14.0 pH EC Range: 0 - 9990 μS; 0 - 9.99 mS,TDS Range: 0 - 8560 ppm (mg/L); 0.5 (NaCl) scale; 0.7 (442) scale, 0 - 5000 ppm (mg/L), Temperature Range: 0.1 - 50°C | 9950
| TDS/COND/PH MULTIPARAMETER TESTER PORTABLE - EUTECH / HM | GLOSIL
T156 | ECPCWP45004k Parameters ph/cond/TDS Range -2.00 to 16.00/200ms/200ppt ORP YES POWER main/BT | POR
T157 | ECPDWP45004K ph/DO Range -2.00 to 16.00/20ppm ORP YES POWER main/BT | POR
T158 | ECPCDWP65044K pH/ION/ORP/Cond/Sal/TDS/DO/Res Range -2.00 to 20.00/0.00-19900/(+/- 2000mv) 0-500ms/0-80 ppt/2-20Mohm/0-500ppt/90ppm Power battery/9V DC | POR
T159 | HM-200 Portable pH/EC/TDS/Temp Monitor | 18100
T160 | HM-500 HydroMaster: EC/TDS, pH, Temp Continuous Monitor Range: pH: 0.00 – 14.00 pH,Temp. 0.0 – 80.0 °C,TDS: 0 – 9999 ppm / 0 – 10.00 ppt,EC: 0 – 9999 µS / 0 – 20.00 mS | 22000
| TDS/COND/PH/SALINITY MULTIPARAMETER BENCH MODEL - EUTECH | GLOSIL
T161 | ECPC70043S Parameters PH/Mv/Cond/ TDS with Feet/Glass Electrode Dual Display | 85500
T162 | ECPC270043S PH/Mv/Ion/Cond/TDS/Resist/Salinity with Cond cell/ph Glass Electrode Dual Display Memory 500 / RS232 | POR
| TDS/CONDUCTIVITY/SAL/PH/TEMP MULTIPARAMETER TABLE MODEL - LABOHOLIC | GLOSIL
T163 | LH-51 Microprocessor Conductivity/TDS/Salinity/Temp. Meter (Graphical Display) a research grade instrument with 128 x 64 Large Graphical LCD display having automatic calibration, automatic range selection, automatic Temperature compensation, selectable reference temp, fluid resistant housing & rotational electrode stand along with accessories. Data Storage fealty up to 1000 samples, complete with cell. temperature probe, rotational electrode stand, dust cover& instructions manual, computer interlace through USB | 13000
T164 | LH-53 Microprocessor pH/Conductivity/TDS/Salinity/Temp. Meter a research grade instrument with 16 x 2 Large LCD display having automatic calibration, automatic range selection, automatic Temperature compensation,selectable reference temp, fluid resistant housing & rotational electrode stand along with accessories. Data Storage fealty up to 1000 samples, complete with cell. temperature probe, rotational electrode stand, dust cover & instructions manual, computer interlace through USB NEW | 17000
T165 | LH-23 Digital Ph, Conductivity and Temperature Meter for measurement of pH. Conductivity & temp., 3.5 digit LED display supplied with pH combination electrode, conductivity cell and temp.probe | 7250
T166 | LH-25 Digital TDS/Conductivity Meter Digital Conductivity Cum TDS meter 3.5 digit LED display with facility for temp. compensation & digital cell constant adjustment along with conductivity cell | 6500
| TURBIDITY METER PORTABLE - EUTECH / LUTRON | GLOSIL
T167 | ECTN 100 IR EUTECH Range/ NTU 0.01-9, 99, 2000 NTU with Cal Kit 0.2,10,100,800 Infrared Light Source battery operated | 73800
T168 | TN100CALKIT Calibration Kit Set for TN100IR (0.02, 20.0, 100, 800 NTU) , 4 x 60 ml | 29700
T169 | LUTRON TU-2016 Range/ NTU 0.01-9, 99, 999 NTU standard Cal Kit 850nm LED Light Source Battery operated | 28000
| TURBIDITY METER - LABOHOLIC | GLOSIL
T170 | LH-340 Portable High-Precision Turbidity Meter, Minimum readout 0.001, Measuring range 0-4000 NTU in 4 ranges,Useful for Drinking Water, Surface water, circulating water and Sewage, Power - Lithium Battery, Output Micro USB, 4.3 inch coloured TFTscreen (Imported) NEW | 64000
T171 | LH-33 Digital Turbidity Meter 3 1/2 digit LED display Range upto 1000 NTU/JTU. | 7500
T172 | LH-34 Digital Nephelometer 3 1/2 digit LED display Range upto 200 NTU. | 7500
T173 | LH-35 Microprocessor Turbidity Meter With 16 x 2 Alpha numeric LCD Display having 2 ranges up to 1000 JTU with memory of storage of 2 standards to avoid frequent use of standard solutions. | 13000
| TURBIDITY METER - LOVIBOND | GLOSIL
| 194000 TB 300 IR Range ( 0.01 - 1100 NTU) Auto range LOVIBOND TURBIDITY METER IN CASE, RS232 for Printer and PC Connection | 166635
| 266030 TB 211 IR Mobile Turbidity Measurement with USB Interface | 86787
| TEST SIEVES DIA 8" (200MM) FINE MESH - GLOSON | GLOSIL
Gloson with Brass Mesh sieves
T174 | Gloson Brass Sieves B.SS.NO 4 A.S.T.M.NO 5 Micron 4000 ISI No. 4.00mm | 1350
T175 | Gloson Brass Sieves B.SS.NO 5 A.S.T.M.NO 6 Micron 3353 ISI No. 3.35mm | 1350
T176 | Gloson Brass Sieves B.SS.NO 6 A.S.T.M.NO 7 Micron 2812 ISI No. 2.80mm | 1350
T177 | Gloson Brass Sieves B.SS.NO 7 A.S.T.M.NO 8 Micron 2411 ISI No. 2.36mm | 1350
T178 | Gloson Brass Sieves B.SS.NO 8 A.S.T.M.NO 10 Micron 2057 ISI No. 2.00mm | 1350
T179 | Gloson Brass Sieves B.SS.NO 10 A.S.T.M.NO 12 Micron 1660 ISI No. 1.70mm | 1350
T180 | Gloson Brass Sieves B.SS.NO 12 A.S.T.M.NO 14 Micron 1405 ISI No. 1.40mm | 1350
T181 | Gloson Brass Sieves B.SS.NO 14 A.S.T.M.NO 16 Micron 1204 ISI No. 1.18mm | 1350
T182 | Gloson Brass Sieves B.SS.NO 16 A.S.T.M.NO 18 Micron 1003 ISI No. 1.00mm | 1350
T183 | Gloson Brass Sieves B.SS.NO 18 A.S.T.M.NO 20 Micron 850 ISI No. 850micron | 1350
T184 | Gloson Brass Sieves B.SS.NO 22 A.S.T.M.NO 25 Micron 710 ISI No. 710micron | 1350
T185 | Gloson Brass Sieves B.SS.NO 25 A.S.T.M.NO 30 Micron 600 ISI No. 600micron | 1350
T186 | Gloson Brass Sieves B.SS.NO 30 A.S.T.M.NO 35 Micron 500 ISI No. 500micron | 1350
T187 | Gloson Brass Sieves B.SS.NO 36 A.S.T.M.NO 40 Micron 425 ISI No. 420micron | 1350
T188 | Gloson Brass Sieves B.SS.NO 44 A.S.T.M.NO 45 Micron 355 ISI No. 355micron | 1350
T189 | Gloson Brass Sieves B.SS.NO 52 A.S.T.M.NO 50 Micron 300 ISI No. 300micron | 1350
T190 | Gloson Brass Sieves B.SS.NO 60 A.S.T.M.NO 60 Micron 250 ISI No. 250micron | 1350
T191 | Gloson Brass Sieves B.SS.NO 72 A.S.T.M.NO 70 Micron 212 ISI No. 210micron | 1350
T192 | Gloson Brass Sieves B.SS.NO 85 A.S.T.M.NO 80 Micron 180 ISI No. 180micron | 1350
T193 | Gloson Brass Sieves B.SS.NO 100 A.S.T.M.NO 100 Micron 150 ISI No. 150micron | 1350
T194 | Gloson Brass Sieves B.SS.NO 120 A.S.T.M.NO 120 Micron 125 ISI No. 120micron | 1350
T195 | Gloson Brass Sieves B.SS.NO 150 A.S.T.M.NO 140 Micron 106 ISI No. 105micron | 1350
T196 | Gloson Brass Sieves B.SS.NO 170 A.S.T.M.NO 170 Micron 90 ISI No. 90micron | 1350
T197 | Gloson Brass Sieves B.SS.NO 200 A.S.T.M.NO 200 Micron 75 ISI No. 75micron | 1350
T198 | Gloson Brass Sieves B.SS.NO 240 A.S.T.M.NO 230 Micron 63 ISI No. 63micron | 1475
T199 | Gloson Brass Sieves B.SS.NO 300 A.S.T.M.NO 270 Micron 53 ISI No. 53micron | 1475
T200 | Gloson Brass Sieves B.SS.NO 350 A.S.T.M.NO 325 Micron 45 ISI No. 45micron | 1750
T201 | Gloson Brass Sieves B.SS.NO 400 A.S.T.M.NO 400 Micron 37 ISI No. 37micron | 1750
T202 | Gloson Brass Sieves B.SS.NO 500 A.S.T.M.NO Micron 25 ISI No. 25micron | 2100
T203 | Lid & RECEIVER GLOSON BRASS 8" | 1600
| TEST SIEVES STAINLESS STEEL DIA 8" (200MM) FINE MESH - GLOSON | GLOSIL
Gloson with Stainless Steel Sieves Grade 316 Superior Quality
T204 | Gloson SS Sieves B.SS.NO 4 A.S.T.M.NO 5 Micron 4000 ISI No. 4.00mm | 1350
T205 | Gloson SS Sieves B.SS.NO 5 A.S.T.M.NO 6 Micron 3353 ISI No. 3.35mm | 1350
T206 | Gloson SS Sieves B.SS.NO 6 A.S.T.M.NO 7 Micron 2812 ISI No. 2.80mm | 1350
T207 | Gloson SS Sieves B.SS.NO 7 A.S.T.M.NO 8 Micron 2411 ISI No. 2.36mm | 1350
T208 | Gloson SS Sieves B.SS.NO 8 A.S.T.M.NO 10 Micron 2057 ISI No. 2.00mm | 1350
T209 | Gloson SS Sieves B.SS.NO 10 A.S.T.M.NO 12 Micron 1660 ISI No. 1.70mm | 1350
T210 | Gloson SS Sieves B.SS.NO 12 A.S.T.M.NO 14 Micron 1405 ISI No. 1.40mm | 1350
T211 | Gloson SS Sieves B.SS.NO 14 A.S.T.M.NO 16 Micron 1204 ISI No. 1.18mm | 1350
T212 | Gloson SS Sieves B.SS.NO 16 A.S.T.M.NO 18 Micron 1003 ISI No. 1.00mm | 1350
T213 | Gloson SS Sieves B.SS.NO 18 A.S.T.M.NO 20 Micron 850 ISI No. 850micron | 1350
T214 | Gloson SS Sieves B.SS.NO 22 A.S.T.M.NO 25 Micron 710 ISI No. 710micron | 1350
T215 | Gloson SS Sieves B.SS.NO 25 A.S.T.M.NO 30 Micron 600 ISI No. 600micron | 1350
T216 | Gloson SS Sieves B.SS.NO 30 A.S.T.M.NO 35 Micron 500 ISI No. 500micron | 1350
T217 | Gloson SS Sieves B.SS.NO 36 A.S.T.M.NO 40 Micron 425 ISI No. 420micron | 1350
T218 | Gloson SS Sieves B.SS.NO 44 A.S.T.M.NO 45 Micron 355 ISI No. 355micron | 1350
T219 | Gloson SS Sieves B.SS.NO 52 A.S.T.M.NO 50 Micron 300 ISI No. 300micron | 1350
T220 | Gloson SS Sieves B.SS.NO 60 A.S.T.M.NO 60 Micron 250 ISI No. 250micron | 1350
T221 | Gloson SS Sieves B.SS.NO 72 A.S.T.M.NO 70 Micron 212 ISI No. 210micron | 1350
T222 | Gloson SS Sieves B.SS.NO 85 A.S.T.M.NO 80 Micron 180 ISI No. 180micron | 1350
T223 | Gloson SS Sieves B.SS.NO 100 A.S.T.M.NO 100 Micron 150 ISI No. 150micron | 1350
T224 | Gloson SS Sieves B.SS.NO 120 A.S.T.M.NO 120 Micron 125 ISI No. 120micron | 1350
T225 | Gloson SS Sieves B.SS.NO 120 A.S.T.M.NO 120 Micron 125 ISI No. 120micron | 1350
T226 | Gloson SS Sieves B.SS.NO 170 A.S.T.M.NO 170 Micron 90 ISI No. 90micron | 1350
T227 | Gloson SS Sieves B.SS.NO 200 A.S.T.M.NO 200 Micron 75 ISI No. 75micron | 1350
T228 | Gloson SS Sieves B.SS.NO 240 A.S.T.M.NO 230 Micron 63 ISI No. 63micron | 1475
T229 | Gloson SS Sieves B.SS.NO 300 A.S.T.M.NO 270 Micron 53 ISI No. 53micron | 1475
T230 | Gloson SS Sieves B.SS.NO 350 A.S.T.M.NO 325 Micron 45 ISI No. 45micron | 1750
T231 | Gloson SS Sieves B.SS.NO 400 A.S.T.M.NO 400 Micron 37 ISI No. 37micron | 1750
T232 | Gloson SS Sieves B.SS.NO 500 A.S.T.M.NO Micron 25 ISI No. 25micron | 2100
T233 | Lid & RECEIVER GLOSON SS 8" | 1600
TEST SIEVES GLOSON MAKE SIZE 12" DIA (300MM)
| B.SS.NO. 4/5/6/7/8/10/12/14/16/18/22/25/30/36/44/52/60/72/85/100/120/150/170/200 any one | 4570
| B.SS.NO. 240/300/350/400 any one | 4820
| B.SS.NO. 500 | 5950
| Lid & Receiver | 5320
| Company Certificate Charges | 1000
| NABL Certificate Charges | 2000
TEST SIEVES GLOSON MAKE SIZE 18" DIA (450MM)
| B.SS.NO. 4/5/6/7/8/10/12/14/16/18/22/25/30/36/44/52/60/72/85/100/120/150/170/200 any one | 5320
| B.SS.NO. 240/300/350/400 any one | 5625
| B.SS.NO. 500 | 7820
| Lid & Receiver | 5950
| Company Certificate Charges | 1000
| NABL Certificate Charges | 2000
TEST SIEVES GLOSON MAKE SIZE 24" DIA (600MM)
| B.SS.NO. 4/5/6/7/8/10/12/14/16/18/22/25/30/36/44/52/60/72/85/100/120/150/170/200 any one | 10320
| B.SS.NO. 240/300/350/400 any one | 10625
| B.SS.NO. 500 | 19100
| Lid & Receiver | 10320
| Company Certificate Charges | 1000
| NABL Certificate Charges | 2000
| TEST SIEVES COARSE MESH PERFORATED OR WIRE MESH - GLOSON | GLOSIL
T234 | Gloson Perforated Coarse Sieves BRASS 8" Dia Range in Stanless Steel Frame Square Holes 4.75mm | 3700
T235 | Gloson Perforated Coarse Sieves BRASS 8" Dia Range in Stanless Steel Frame Square Holes 6.3mm | 3700
T236 | Gloson Perforated Coarse Sieves BRASS 8" Dia Range in Stanless Steel Frame Square Holes 8mm | 3700
T237 | Gloson Perforated Coarse Sieves BRASS 8" Dia Range in Stanless Steel Frame Square Holes 10mm | 3700
T238 | Gloson Perforated Coarse Sieves BRASS 8" Dia Range in Stanless Steel Frame Square Holes 12.5mm | 3700
T239 | Gloson Perforated Coarse Sieves BRASS 8" Dia Range in Stanless Steel Frame Square Holes 20mm | 3700
T240 | Gloson Perforated Coarse Sieves BRASS 8" Dia Range in Stanless Steel Frame Square Holes 31.5mm | 3700
T241 | Gloson Perforated Coarse Sieves BRASS 8" Dia Range in Stanless Steel Frame Square Holes 40mm | 3700
T242 | Gloson Perforated Coarse Sieves BRASS 8" Dia Range in Stanless Steel Frame Square Holes 50mm | 3700
T243 | Gloson Perforated Coarse Sieves BRASS 8" Dia Range in Stanless Steel Frame Square Holes 63mm | 3700
T244 | Gloson Perforated Coarse Sieves BRASS 8" Dia Range in Stanless Steel Frame Square Holes 80mm | 3700
T245 | Gloson Perforated Coarse Sieves BRASS 8" Dia Range in Stanless Steel Frame Square Holes 100mm | 3700
| TEST SIEVE SHAKER - GLOSON | GLOSIL
T246 | Sieve Shaker TABLE TOP MODEL GL-91 / 8+1 sieves of 8" dia can be fitted. (sieves not included) | 42500
T247 | Gloson ROTAP Sieve shaker (Against order) | 85000
| TEST SIEVE CALIBRATION CERTIFICATE - GLOSON | GLOSIL
T248 | NABL Certificate for Gloson Test Sieve Rs.2250/-
T249 | Manufacturer Certificate for Gloson Test Sieve Rs.1000/-
| TEST SIEVES MAKE DIA 8" (200MM) FINE MESH - JAYANT | GLOSIL
Jayant with Imported SS mesh sieves with Brass Frame ( SS Frame Also Available on Order)
T250 | B.SS.NO 4 A.S.T.M.NO 5 Micron 4000 ISI No. 4.00mm JAYANT BRASS / SS 8" | 2400
T251 | B.SS.NO 5 A.S.T.M.NO 6 Micron 3353 ISI No. 3.35mm JAYANT BRASS / SS 8" | 2400
T252 | B.SS.NO 6 A.S.T.M.NO 7 Micron 2812 ISI No. 2.80mm JAYANT BRASS / SS 8" | 2400
T253 | B.SS.NO 7 A.S.T.M.NO 8 Micron 2411 ISI No. 2.36mm JAYANT BRASS / SS 8" | 2400
T254 | B.SS.NO 8 A.S.T.M.NO 10 Micron 2057 ISI No. 2.00mm JAYANT BRASS / SS 8" | 2400
T255 | B.SS.NO 10 A.S.T.M.NO 12 Micron 1660 ISI No. 1.70mm JAYANT BRASS / SS 8" | 2400
T256 | B.SS.NO 12 A.S.T.M.NO 14 Micron 1405 ISI No. 1.40mm JAYANT BRASS / SS 8" | 2400
T257 | B.SS.NO 14 A.S.T.M.NO 16 Micron 1204 ISI No. 1.18mm JAYANT BRASS / SS 8" | 2400
T258 | B.SS.NO 16 A.S.T.M.NO 18 Micron 1003 ISI No. 1.00mm JAYANT BRASS / SS 8" | 2400
T259 | B.SS.NO 18 A.S.T.M.NO 20 Micron 850 ISI No. 850micron JAYANT BRASS / SS 8" | 2400
T260 | B.SS.NO 22 A.S.T.M.NO 25 Micron 710 ISI No. 710micron JAYANT BRASS / SS 8" | 2400
T261 | B.SS.NO 25 A.S.T.M.NO 30 Micron 600 ISI No. 600micron JAYANT BRASS / SS 8" | 2400
T262 | B.SS.NO 30 A.S.T.M.NO 35 Micron 500 ISI No. 500micron JAYANT BRASS / SS 8" | 2400
T263 | B.SS.NO 36 A.S.T.M.NO 40 Micron 425 ISI No. 420micron JAYANT BRASS / SS 8" | 2400
T264 | B.SS.NO 44 A.S.T.M.NO 45 Micron 355 ISI No. 355micron JAYANT BRASS / SS 8" | 2400
T265 | B.SS.NO 52 A.S.T.M.NO 50 Micron 300 ISI No. 300micron JAYANT BRASS / SS 8" | 2400
T266 | B.SS.NO 60 A.S.T.M.NO 60 Micron 250 ISI No. 250micron JAYANT BRASS / SS 8" | 2400
T267 | B.SS.NO 72 A.S.T.M.NO 70 Micron 212 ISI No. 210micron JAYANT BRASS / SS 8" | 2400
T268 | B.SS.NO 85 A.S.T.M.NO 80 Micron 180 ISI No. 180micron JAYANT BRASS / SS 8" | 2400
T269 | B.SS.NO 100 A.S.T.M.NO 100 Micron 150 ISI No. 150micron JAYANT BRASS / SS 8" | 2400
T270 | B.SS.NO 120 A.S.T.M.NO 120 Micron 125 ISI No. 120micron JAYANT BRASS / SS 8" | 2400
T271 | B.SS.NO 150 A.S.T.M.NO 140 Micron 106 ISI No. 105micron JAYANT BRASS / SS 8" | 2400
T272 | B.SS.NO 170 A.S.T.M.NO 170 Micron 90 ISI No. 90micron JAYANT BRASS / SS 8" | 2400
T273 | B.SS.NO 200 A.S.T.M.NO 200 Micron 75 ISI No. 75micron JAYANT BRASS / SS 8" | 2400
T274 | B.SS.NO 240 A.S.T.M.NO 230 Micron 63 ISI No. 63micron JAYANT BRASS / SS 8" | 2600
T275 | B.SS.NO 300 A.S.T.M.NO 270 Micron 53 ISI No. 53micron JAYANT BRASS / SS 8" | 2600
T276 | B.SS.NO 350 A.S.T.M.NO 325 Micron 45 ISI No. 45micron JAYANT BRASS / SS 8" | 3000
T277 | B.SS.NO 400 A.S.T.M.NO 400 Micron 37 ISI No. 37micron JAYANT BRASS / SS 8" | 3000
T278 | B.SS.NO 500 A.S.T.M.NO Micron 25 ISI No. 25micron JAYANT BRASS / SS 8" | 4400
T279 | Lid & RECEIVER JAYANT BRASS / SS 8" | 2800
| TEST SIEVES COARSE MESH PERFORATED OR WIRE MESH - JAYANT MAKE | GLOSIL
T280 | JAYANT Perforated Coarse Sieves BRASS 8" Dia Range in Stanless Steel Frame Square Holes 4.75mm | 5500
T281 | JAYANT Perforated Coarse Sieves BRASS 8" Dia Range in Stanless Steel Frame Square Holes 6.3mm | 5500
T282 | JAYANT Perforated Coarse Sieves BRASS 8" Dia Range in Stanless Steel Frame Square Holes 8mm | 5500
T283 | JAYANT Perforated Coarse Sieves BRASS 8" Dia Range in Stanless Steel Frame Square Holes 10mm | 5500
T284 | JAYANT Perforated Coarse Sieves BRASS 8" Dia Range in Stanless Steel Frame Square Holes 12.5mm | 5500
T285 | JAYANT Perforated Coarse Sieves BRASS 8" Dia Range in Stanless Steel Frame Square Holes 20mm | 5500
T286 | JAYANT Perforated Coarse Sieves BRASS 8" Dia Range in Stanless Steel Frame Square Holes 31.5mm | 5500
T287 | JAYANT Perforated Coarse Sieves BRASS 8" Dia Range in Stanless Steel Frame Square Holes 40mm | 5500
T288 | JAYANT Perforated Coarse Sieves BRASS 8" Dia Range in Stanless Steel Frame Square Holes 50mm | 5500
T289 | JAYANT Perforated Coarse Sieves BRASS 8" Dia Range in Stanless Steel Frame Square Holes 63mm | 5500
T290 | JAYANT Perforated Coarse Sieves BRASS 8" Dia Range in Stanless Steel Frame Square Holes 80mm | 5500
T291 | JAYANT Perforated Coarse Sieves BRASS 8" Dia Range in Stanless Steel Frame Square Holes 100mm | 5500
| TEST SIEVES JAYANT A CLASS DIA 8" WITH COMPANY CERTIFICATE or NABL CERTIFICATE | GLOSIL
| B.SS.NO 4/5/6/7/8/10/12/14/16/18/22/25/30/36/44/52/60/72/85/100/120/150/170/200/240/300/350/400 any One | 5000
| B.SS.NO 500 | 6500
| STANDARD MAKE TEST SIEVES 7.75 " DIA | GLOSIL
Standard with Imported SS mesh sieves with Brass Frame ( SS Frame Also Available on Order)
T292 | Standard Brass Sieves B.SS.NO 4 A.S.T.M.NO 5 Micron 4000 ISI No. 4.00mm | 675
T293 | Standard Brass Sieves B.SS.NO 5 A.S.T.M.NO 6 Micron 3353 ISI No. 3.35mm | 675
T294 | Standard Brass Sieves B.SS.NO 6 A.S.T.M.NO 7 Micron 2812 ISI No. 2.80mm | 675
T295 | Standard Brass Sieves B.SS.NO 7 A.S.T.M.NO 8 Micron 2411 ISI No. 2.36mm | 670
T296 | Standard Brass Sieves B.SS.NO 8 A.S.T.M.NO 10 Micron 2057 ISI No. 2.00mm | 670
T297 | Standard Brass Sieves B.SS.NO 10 A.S.T.M.NO 12 Micron 1660 ISI No. 1.70mm | 670
T298 | Standard Brass Sieves B.SS.NO 12 A.S.T.M.NO 14 Micron 1405 ISI No. 1.40mm | 670
T299 | Standard Brass Sieves B.SS.NO 14 A.S.T.M.NO 16 Micron 1204 ISI No. 1.18mm | 670
T300 | Standard Brass Sieves B.SS.NO 16 A.S.T.M.NO 18 Micron 1003 ISI No. 1.00mm | 670
T301 | Standard Brass Sieves B.SS.NO 18 A.S.T.M.NO 20 Micron 850 ISI No. 850micron | 670
T302 | Standard Brass Sieves B.SS.NO 22 A.S.T.M.NO 25 Micron 710 ISI No. 710micron | 670
T303 | Standard Brass Sieves B.SS.NO 25 A.S.T.M.NO 30 Micron 600 ISI No. 600micron | 670
T304 | Standard Brass Sieves B.SS.NO 30 A.S.T.M.NO 35 Micron 500 ISI No. 500micron | 670
T305 | Standard Brass Sieves B.SS.NO 36 A.S.T.M.NO 40 Micron 425 ISI No. 420micron | 670
T306 | Standard Brass Sieves B.SS.NO 44 A.S.T.M.NO 45 Micron 355 ISI No. 355micron | 670
T307 | Standard Brass Sieves B.SS.NO 52 A.S.T.M.NO 50 Micron 300 ISI No. 300micron | 670
T308 | Standard Brass Sieves B.SS.NO 60 A.S.T.M.NO 60 Micron 250 ISI No. 250micron | 670
T309 | Standard Brass Sieves B.SS.NO 72 A.S.T.M.NO 70 Micron 212 ISI No. 210micron | 670
T310 | Standard Brass Sieves B.SS.NO 85 A.S.T.M.NO 80 Micron 180 ISI No. 180micron | 670
T311 | Standard Brass Sieves B.SS.NO 100 A.S.T.M.NO 100 Micron 150 ISI No. 150micron | 675
T312 | Standard Brass Sieves B.SS.NO 120 A.S.T.M.NO 120 Micron 125 ISI No. 120micron | 700
T313 | Standard Brass Sieves B.SS.NO 150 A.S.T.M.NO 140 Micron 106 ISI No. 105micron | 750
T314 | Standard Brass Sieves B.SS.NO 170 A.S.T.M.NO 170 Micron 90 ISI No. 90micron | 800
T315 | Standard Brass Sieves B.SS.NO 200 A.S.T.M.NO 200 Micron 75 ISI No. 75micron | 850
T316 | Standard Brass Sieves B.SS.NO 240 A.S.T.M.NO 230 Micron 63 ISI No. 63micron | 900
T317 | Standard Brass Sieves B.SS.NO 300 A.S.T.M.NO 270 Micron 53 ISI No. 53micron | 1000
T318 | Standard Brass Sieves B.SS.NO 350 A.S.T.M.NO 325 Micron 45 ISI No. 45micron | 1075
T319 | Standard Brass Sieves B.SS.NO 400 A.S.T.M.NO 400 Micron 37 ISI No. 37micron | 1150
T320 | Standard Brass Sieves B.SS.NO 500 A.S.T.M.NO Micron 25 ISI No. 25micron | 1350
T321 | Lid & RECEIVER Standard BRASS 8" | 850
| THIN LAYER CHROMATOGRAPHY | GLOSIL
T323 | Thin Layer Chromatography apparatus Desaga German pattern having moveable brass applicator with in-built thickness arRangement between 0 to 2mm with Presper base to support Glass plates, plat rack, developing tank with Lid, spotting template made of Presper, TLC plates set of 5mm Each of 20x20cms and 10x5cms Glass spraye with rubber below,Glass pipette, Silica gel TLC Scriber and complete instructions manual | 8000
| TEFLON COATED MAGNETIC PADDLES - GLOSIL | GLOSIL
Cylindrical with or w/o ring
T325 | Magnetic Paddles 5 mm 6mm | 140
| Magnetic Paddles 5 mm 8mm | 140
T326 | Magnetic Paddles 5 mm 10mm | 140
| Magnetic Paddles 6 mm 10mm | 140
T327 | Magnetic Paddles 6 mm 12mm | 120
| Magnetic Paddles 6 mm 18mm | 120
T328 | Magnetic Paddles 6 mm 25mm | 140
T329 | Magnetic Paddles 6 mm 30mm | 150
T330 | Magnetic Paddles 6 mm 35mm | 160
T331 | Magnetic Paddles 7 mm 15mm | 150
| Magnetic Paddles 8 mm 20 mm | 180
| Magnetic Paddles 8 mm 30mm | 190
| Magnetic Paddles 8 mm 35mm | 200
| Magnetic Paddles 8 mm 40mm | 230
| Magnetic Paddles 8 mm 60mm | 310
| Magnetic Paddles 9 mm 20mm | 180
| Magnetic Paddles 9 mm 25mm | 180
| Magnetic Paddles 9 mm 30mm | 190
| Magnetic Paddles 9 mm 35mm | 200
| Magnetic Paddles 10 mm 40mm | 230
| Magnetic Paddles 9.5 mm 45mm | 250
| Magnetic Paddles 10 mm 50mm | 250
| Magnetic Paddles 10 mm 60mm | 310
| Magnetic Paddles 10 mm 65mm | 330
| Magnetic Paddles 10 mm 75mm | 360
T341 | Magnetic Paddles 13mm 35mm | 350
T342 | Magnetic Paddles 13 mm 50mm | 410
T343 | Magnetic Paddles 13 mm 75mm | 690
T344 | Magnetic Paddles 13 mm 100mm | 960
T345 | Magnetic Paddles 16 mm 65mm | 1780
T346 | Magnetic Paddles 16 mm 101mm | 2560
T347 | Magnetic Paddles 16 mm 127mm | 3810
Octagonal Paddle
T348 | Magnetic Paddles 8mm 13mm | 140
T349 | Magnetic Paddles 8mm 16mm | 140
| Magnetic Paddles 8mm 19mm | 140
T350 | Magnetic Paddles 8mm 22mm | 150
| Magnetic Paddles 8mm 25mm | 150
T351 | Magnetic Paddles 8mm 30mm | 180
| Magnetic Paddles 8mm 38mm | 180
T352 | Magnetic Paddles 8mm 41mm | 190
T353 | Magnetic Paddles 8mm 51mm | 200
T354 | Magnetic Paddles 8mm 64mm | 390
T355 | Magnetic Paddles 9.5mm 13mm | 190
T356 | Magnetic Paddles 9.5mm 19mm | 200
| Magnetic Paddles 9.5mm 25mm | 200
T357 | Magnetic Paddles 9.5mm 38mm | 210
T358 | Magnetic Paddles 9.5mm 41mm | 230
T359 | Magnetic Paddles 9.5mm 51mm | 250
T360 | Magnetic Paddles 13mm 50mm | 410
T361 | Magnetic Paddles 13mm 75mm | 690
Oval Stirring bars
T362 | Magnetic Paddles 4mm 8mm | 210
T363 | Magnetic Paddles 5mm 10mm | 160
| Magnetic Paddles 6mm 15mm | 160
T364 | Magnetic Paddles 10mm 20mm | 210
T366 | Magnetic Paddles 10mm 25mm | 240
T365 | Magnetic Paddles 10mm 30mm | 250
T367 | Magnetic Paddles 12mm 25mm | 280
T368 | Magnetic Paddles 13mm 35mm | 330
T369 | Magnetic Paddles 16mm 30mm | 350
T370 | Magnetic Paddles 16mm 35mm | 370
T371 | Magnetic Paddles 17mm 50mm | 460
T372 | Magnetic Paddles 20mm 40mm | 450
T373 | Magnetic Paddles 20mm 50mm | 520
T374 | Magnetic Paddles 20mm 64mm | 630
T375 | Magnetic Paddles 20mm 70mm | 750
Teflon Petri Dish Single
T376 | Teflon Petri Dish Single 50mm Bottom Only | 460
T377 | Teflon Petri Dish Single 80mm Bottom Only | 860
T378 | Teflon Petri Dish Single 100mm Bottom Only | 1190
T379 | Teflon Petri Dish Single 150mm Bottom Only | 2240
Stirring Bar Cross Head
T380 | Magnetic Paddles 10mm 10mm | 350
T381 | Magnetic Paddles 15mm 15mm | 390
T382 | Magnetic Paddles 20mm 20mm | 410
T383 | Magnetic Paddles 30mm 30mm | 520
T384 | Magnetic Paddles 38mm 38mm | 600
Teflon Forceps with Pointed Ends or Blunt Ends
T385 | Teflon Forceps with Pointed Ends or Blunt Ends 100mm | 860
T386 | Teflon Forceps with Pointed Ends or Blunt Ends 150mm | 1190
Teflon Funnels
T387 | Teflon Funnels 25mm | 400
T388 | Teflon Funnels 50mm | 660
T389 | Teflon Funnels 75mm | 1190
Dumbell Mag. Stirrer
T390 | Dumbell Mag. Stirrer 9mm 32 x 20mm | 360
T391 | Dumbell Mag. Stirrer 9mm 50 x 20mm | 460
Star Head Mag. Bar
T392 | Star Head Mag. Bar 10mm 10mm | 230
T393 | Star Head Mag. Bar 14mm 12mm | 250
T394 | Star Head Mag. Bar 17mm 13mm | 290
Tapered Mag. ST. Bar
T395 | Tapered Mag. ST. Bar 9mm 20mm | 210
T396 | Tapered Mag. ST. Bar 9mm 25mm | 240
T397 | Tapered Mag. ST. Bar 9mm 30mm | 280
T398 | Tapered Mag. ST. Bar 10mm 40mm | 320
Micro Mag. Bars
T399 | Micro Mag. Bars 2x6 | 180
| Micro Mag. Bars 3x3 | 180
T400 | Micro Mag. Bars 3x6 | 180
| Micro Mag. Bars 3x8 | 180
| Micro Mag. Bars 3x10 | 180
T401 | Micro Mag. Bars 3x13 | 200
T402 | Micro Mag. Bars 4.5x12 | 240
Mag. Stirring Bar Retriever
T403 | Mag. Stirring Bar Retriever 150mm | 440
T404 | Mag. Stirring Bar Retriever 200mm | 480
T405 | Mag. Stirring Bar Retriever 250mm | 520
T406 | Mag. Stirring Bar Retriever 300mm | 600
Teflon Stuffing Box
T407 | Teflon Stuffing Box B14 6mm | 320
| Teflon Stuffing Box B19 6mm | 320
T408 | Teflon Stuffing Box B24/8mm/10mm | 460
T409 | Teflon Stuffing Box B29 8/10mm | 460
T410 | Teflon Stuffing Box B34 8/10mm | 560
| TEFLON CONICAL FLASK - GLOSIL | GLOSIL
T411 | Teflon Conical Flask Wide mouth 100ml | 1970
T412 | Teflon Conical Flask Wide mouth 250ml | 3550
T413 | Teflon Conical Flask Wide mouth 500ml | 5910
T414 | Teflon Conical Flask With Screw Cap 100ml | 2370
T415 | Teflon Conical Flask With Screw Cap 250ml | 3940
T416 | Teflon Conical Flask With Screw Cap 500ml | 6700
| TEFLON WATCH GLASS - GLOSIL | GLOSIL
T417 | Teflon Watch Glass 30ml | 170
T418 | Teflon Watch Glass 50ml | 200
T419 | Teflon Watch Glass 75ml | 270
T420 | Teflon Watch Glass 100ml | 330
| TEFLON CRUCIBLE - GLOSIL | GLOSIL
T421 | Teflon Crucible 15ml | 520
T422 | Teflon Crucible 25ml | 740
T423 | Teflon Crucible 50ml | 1320
T424 | Teflon Crucible 80ml | 1780
T425 | Teflon Crucible 100ml | 2960
T426 | Teflon Lid 15ml | 330
T427 | Teflon Lid 25ml | 500
T428 | Teflon Lid 50ml | 790
T429 | Teflon Lid 80ml | 990
T430 | Teflon Lid 100ml | 1320
| TEFLON EVAPORATING (BASIN) DISHES WITH SPOUT - GLOSIL | GLOSIL
T431 | Teflon Evaporating 50ml | 1400
T432 | Teflon Evaporating 100ml | 2630
| TEFLON BEAKER - GLOSIL | GLOSIL
T433 | Teflon Beaker 50ml | 630
T434 | Teflon Beaker 100ml | 1120
T435 | Teflon Beaker 250ml | 2100
T436 | Teflon Beaker 400ml | 2630
T437 | Teflon Beaker 500ml | 3150
T438 | Teflon Beaker 600ml | 4470
| THREAD COUNTER / LENIN TESTER | GLOSIL
T439 | Avon 1 x 1/2 x 1/4 | 250
T440 | Hongkong 7750 (8X) or 5X | 350

## U
U
| UV CABINET FOR TLC | GLOSIL
U1 | UV cabinet Model UV 2+1 with one short, one long uv tube and normal white florescent tube | 5500
Spare UV tube 9” long or short wave 6w or 12" 8 w REF: Page " L " - UV Lamps
L16 | 8 watts length 287 mm (12") Phillips Clear Lamp | 300
L17 | 8 watts length 287 mm (12") Osram Clear Lamp | 220
L18 | 8 watts length 287 mm (12") Phillips / Osram Black Lamp | 400
| 8 watts length 287 mm (12") OREVA FLOURESCENT TUBES | 150
| UV LIGHT METER - LUTRON | GLOSIL
U2 | Model UV 340A LUTRON for UV A ,UV B & Spectrum 290 nm to 390 nm | 7500
| ULTRASONIC CLEANER - GLOVISION (Against Order 2-3 weeks) | GLOSIL
U3 | Model PS-20 Capacity 2 LTR with Heater and wire basket Tank size 150×140×100 (L×W×H) | 11000
U4 | Model PS-20A Capacity 3 LTR with Heater and wire basket Tank size 240×135×100 (L×W×H) | 14000
| ULTRASONIC CLEANER - LABOHOLIC | GLOSIL
U5 | LH-350 Ultrasonic Cleaner. Capacity 3.5 Lts, Inner & Outer Both in SS, Provided with digital timer & temperature. Useful in electroplating, electronics, automobiles and machine tools. These efficient cleaners are capable of removing dust, wax, flux, dirt, rust, finger prints and grease. Proposed range of sturdily constructed and reliable cleaners is available in multiple specifications. Net weight 3.5kg, Highly accurate & durable. | 16500
U6 | LH-450 Ultrasonic Cleaner. Capacity 4.5 Lts, Inner & Outer Both in SS, Provided with digital timer & temperature, Useful in electroplating, electronics, automobiles and machine tools. These efficient cleaners are capable of removing dust, wax, flux, dirt, rust, finger prints and grease. Proposed range of sturdily constructed and reliable cleaners is available in multiple specifications. Net weight 3.5kg, Highly accurate & durable. | 22500
| ULTRA SONICATORS GT SONIC SS BODY - ANTECH | GLOSIL
U7 | 2 LTR with Heater and wire basket Model VGT-1620QTS, Tank size 150×140×100 (L×W×H) | 17250
U8 | 3 LTR with Heater and wire basket Model VGT-1730QTS, Tank size 240×140×100 (L×W×H) | 24750
U9 | 6 LTR with Heater and wire basket Tank Model VGT-1860QTS, Tank size 300×155×150 (L×W×H) | 36750
U10 | 9 LTR with Heater and Wire Basket VGT-1990QTS, Tank size 300×240×150 (L×W×H) | 47250
| 13 LTR with Heater and Wire Basket VGT-2013QTS, Tank size 330×300×150 (L×W×H) | 63000
| 20 LTR with Heater and Wire Basket VGT-2120QTS, Tank size 500×300×150 (L×W×H) | 74250
| 27 LTR with Heater and Wire Basket VGT-2227QTS, Tank size 500×300×200 (L×W×H) | 90000
| URINE ANALYZER - LABOHOLIC | GLOSIL
U11 | LH-1240 Urine Analyzer. High-luminance and white LED features in long life and good stability, Large LCD screen, High luminance, abundant content display, Optional languages: Chinese and English. User-frindly interface, Optional units: International unit,conventional unit and symbol system. Three working mode: One-step/slow/fast testing mode, suitable for different user group. Monitors whole test process, auto-character and audible prompt. Compatible with 8, 10 and 11-parameter test strip, Standard RS232interface for data communication, Built-in thermal printer. NEW ADDITION | 67000
| UV TRANSILLUMINATOR | GLOSIL
U12 | UV Transilluminator wavelength 6 Tube (365nm) | 17500
U13 | UV Transilluminator wavelength 10 Tube (365nm-6 no. & 260nm-4 no.) | 20000
| UV Transilluminator BLB 4 X 8 watts (4 Tubes) | 23900
ULTRASONIC THICKNESS GAUGE : PLEASE REFER THICKNESS GAUGE IN V

## V
V
| VACCUM PUMP OIL FREE | GLOSIL
Oil free portable Vacuum Pressure Pump (Diaphragm Type) A portable diaphragm type vacuum Pump cum oil-free air compressors manufactured from special grade aluminium or light weight and strength. Built in Micro Suction Filter.Diaphragms are made of 2-play nylon reinforced neoprene rubber and valves are of SS-316 with special sealed bearings thus eliminating lubrication. CRP Models are with Corrosive resistant parts Extremely useful as Vacuum Pump in laboratories, filtration instruments,gas charging, suction and labelling machines, etc. equally useful as compressor in flame Photometers, spectrophotometer, nebuliser,laminating,press, plastic welding, oil-free spray painting, agitation, plastic welding,oil-free spray painting, agitation, etc. Noiseless performance. Maintenance Free.
V1 | TID -15 Max flow (Its/min) 15 Max Vacuum (in. Hg.) 22" Max Press (Psig) 25 Motor HP 1/20 | 5000
V2 | TID 25 S Max flow (Its/min) 20 Max Vacuum (in. Hg.) 27" Max Press (Psig) 35 Motor HP 1/16 | 7750
V3 | TID 25 P Max flow (Its/min) 25 Max Vacuum (in. Hg.) 22" Max Press (Psig) 25 Motor HP 1/16 | 8500
V4 | TID 45 S Max flow (Its/min) 45 Max Vacuum (in. Hg.) 22" Max Press (Psig) 35 Motor HP 1/8 | 9000
V5 | TID 45 CRP Max flow (Its/min) 30 Max Vacuum (in. Hg.) 22" Max Press (Psig) 12 Motor HP 1/8 | 12000
V6 | TID 75 S Max flow (Its/min) 45 Max Vacuum (in. Hg.) 27" Max Press (Psig) 60 Motor HP 1/4 | 12500
V7 | TID 75 P Max flow (Its/min) 75 Max Vacuum (in. Hg.) 22" Max Press (Psig) 45 Motor HP 1/4 | 13000
V8 | TID 75 CRP Max flow (Its/min) 75 Max Vacuum (in. Hg.) 22" Max Press (Psig) 45 Motor HP1/4 | 20000
| VACCUM PUMP OIL FREE - ROCKER | GLOSIL
Features: Rocker Series pumps are maintenance free are driven by Piston thus no oil pollution. No Air Pollution, Overflow protection, Vacuum regulator & built-in Thermal protection device. They come with moisture trap with filter catridge which helps in protection device. Rocker series pump has international certification, CSA certification, CSA certification and for Rocker 300-IP 30 protection and RoHS certification.
Applications : Suspended solid test ¦ Filteration for Microbiology test ¦ Air Sampling ¦ Vacuum Filteration
| Rocker 300 Max. vacuum: 106 mbar (27 in Hg), Max. flow rate: 34 L/min, Horse power: 1/8 HP, Noise level: 50 dB, Port thread: 5/16 inch (8mm) | 28500
| Rocker 400 Max. vacuum: 106 mbar (27 in Hg) , Max. flow rate: 20 L/min, Horse power: 1/6 HP, Noise level: 52.0 dB, Port thread: 5/16 inch (8mm) | 43900
| Rocker 410 Max. vacuum: 33 mbar(29 in Hg) , Max. flow rate: 20 L/min, Horse power: 1/6 HP, Noise level: 52.0 dB, Port thread: 5/16 inch (8mm) | 43900
| Rocker 800 Max. vacuum: 120 mbar (26 in Hg), Max. flow rate: 80 L/min, Horse power: 1/3 HP, Noise level: 68.0 dB, Port thread: 3/8 inch (10mm) without overflow protection | 65700
| Rocker 801 Max. vacuum: 120 mbar(26 in Hg) , Max. flow rate: 68 L/min, Horse power: 1/3 HP, Noise level: 68.0 dB, Port thread: 5/16 inch (8mm) | 67830
| Rocker 810 Max. vacuum: 30 mbar, Max. flow rate: 50 L/min, Horse power: 1/3 HP, Noise level: 68.0 dB, Port thread: 3/8 inch (10mm) without overflow protection | 65700
| Rocker 811 Max. vacuum: 30 mbar, Max. flow rate: 40 L/min,Horse power: 1/3 HP, Noise level: 68.0 dB, Port thread: 5/16 inch (8mm) | 67830
| Rocker 430 Max. vacuum: 170 mbar (25 in Hg), Max. flow rate: 28 L/min,Horse power: 1/6 HP, Noise level: 52.0 dB, Port thread: 5/16 inch (8mm) | 50275
| Rocker 300DC Max. vacuum: 146 mbar (26 in Hg), Max. flow rate: 25 L/min,Horse power: 1/8 HP, Noise level: 50.0 dB, Port thread: 5/16 inch (8mm) | 51800
| Spare controller and vacuum gauge for TID15 /45 /75 pump | 2000
| CHEMICAL RESISTANT VACUUM PUMP (Chemker Series) - ROCKER | GLOSIL
Features: Chemker Series Pumps are driven by Diaphragm with no Lubricant needed thus no oil pollution. All wetted parts of Chemker series pump are coated with PTFE material which can offer good resistance to wide variety of corrosive gases. They offer built-in thermal protection device which shuts off pump automatically when overheated. They are Motor driven with vibration proof assembly thus has lowest noise level. Chemker series Pump has international Certification of CE certificate.
Applications: Vacuum Filtration ¦ Gel Electrophoresis ¦ Solid-Phase Extraction (SPE) ¦ Solvent Purification
| Chemkar 300 Max. vacuum: 105 mbar (26 in Hg), Max. flow rate: 18 L/min, Horse power: 1/8 HP, Noise level: 50 dB, Port thread: 5/16 inch (8mm) | 98000
| Chemkar 400 Max. vacuum: 105 mbar (26 in Hg), Max. flow rate: 33 L/min, Horse power: 1/6 HP, Noise level: 52 dB, Port thread: 5/16 inch (8mm) | 140700
| Chemkar 410 Max. vacuum: 10 mbar (30 in Hg), Max. flow rate: 18 L/min, Horse power: 1/6 HP, Noise level: 52 dB, Port thread: 5/16 inch (8mm) | 140700
| Chemkar 411 Max. vacuum: 10 mbar (30 in Hg), Max. flow rate: 18 L/min, Horse power: 1/6 HP, Noise level: 52 dB, Port thread: 5/16 inch (8mm) | 167750
| CHEMICAL RESISTANT VACUUM PUMP (Chemker Series) - ROCKER | GLOSIL
Features: Chemker Series Pumps are driven by Diaphragm with no Lubricant needed thus no oil pollution. All wetted parts of Chemker series pump are coated with PTFE material which can offer good resistance to wide variety of corrosive gases. They offer built-in thermal protection device which shuts off pump automatically when overheated. They are Motor driven with vibration proof assembly thus has lowest noise level. Chemker series Pump has international Certification of CE certificate.
Applications: Vacuum Filtration ¦ Gel Electrophoresis ¦ Solid-Phase Extraction (SPE) ¦ Solvent Purification ¦ Rotary Evaporator
| Chemkar 600 Max. vacuum: 65 mbar, Max. flow rate: 60 L/min, Horse power: 1/3 HP, Noise level: 60.0 dB, Port thread: ID10 | 227900
| Chemkar 610 Max. vacuum: 7 mbar, Max. flow rate: 30 L/min, Horse power: 1/3 HP, Noise level: 60.0 dB, Port thread: ID10 | 227900
| Chemkar 611 Max. vacuum: 7 mbar, Max. flow rate: 30 L/min, Horse power: 1/3 HP, Noise level: 60.0 dB, Port thread: ID10 | 247500
| PTFE COATED CHEMICAL RESISTANT VACUUM PUMP - ROCKER | GLOSIL
Feature : These vacuum pumps are driven by diaphragm, without the need of lubricant, regular oil changes and maintenace.The motor of pumps has a built-in thermal protection device to shunt off the pump automatically, when overheated and then resume working when the temperature cools. No air pollution, maintenace free.
Applications : Solvant purification & Vacuum filteration for Rocker 300C-Solid-Phase Extraction (SPE) For Rocker 400C / 410C - Gel dryer and Vacuum desiccator
| Rocker 300C Max. vacuum: 145 mbar, Max. flow rate: 20 L/min, Horse power: 1/8 HP, Noise level: 50 dB | 54400
| Rocker 400C Max. vacuum: 105 mbar, Max. flow rate: 31 L/min, Horse power: 1/6 HP, Noise level: 52 dB | 81750
| Rocker 410C Max. vacuum: 25 mbar, Max. flow rate: 20 L/min, Horse power: 1/6 HP, Noise level: 52 dB | 81750
| OIL FREE AIR COMPRESSOR - ROCKER | GLOSIL
Features: No air pollution, maintenance free Rocker series pumps are driven by Piston, without the need of lubricant, with no oil pollution, clean and free, safe and comfortable.
Applications: Aeration ¦ Pressure Filteration
| Rocker 320 Max.flow rate: 12 L/min (80 Psi),Horse power:1/8 HP,Noise level: 50dB,Port Thread:5/16 inch(8mm) | 33000
| Rocker 420 Max.flow rate: 25 L/min (80 Psi),Horse power:1/6 HP,Noise level: 52dB,Port Thread:5/16 inch(8mm) | 43700
| Rocker 440 Max.flow rate: 25 L/min (40-60 Psi),Horse power:1/6 HP,Noise level: 52dB,Port Thread:5/16 inch(8mm) | 85400
| ROCKER ROTARY VANE VACUUM PUMP (Tanker Series) - ROCKER | GLOSIL
Features: Tanker series pumps are driven by rotary vane, with high flow, vacuum can reach over 0.13mbar. Suitable for the laboratory that needs high / medium volume and vacuum for experiment.Tanker series pumps feature low noise level, low vibration and long product life. Every motor of Tanker series pumps offer built-in thermal protection device which shuts off pump automatically when overheated. Tanker series Pump has international Certifications of CE certification
Application: Vacuum filtration ¦ Vacuum drying ¦ Vacuum oven ¦ Vacuum Defoaming ¦ Other Various Vacuum applications
| Tanker 130 Max.Vacuum: 0.1 Torr (0.13 mbar), Max.flow rate: 70 L/min (2.5 CFM),Horse power:1/3 HP,Noise level: 52 dB,Port Thread:3/8 inch (10mm) | 61350
| Tanker 150 Max.Vacuum: 0.1 Torr (0.13 mbar), Max.flow rate: 127 L/min (4.5 CFM),Horse power:1/2 HP,Noise level: 52 dB,Port Thread:3/8 inch (10mm) | 73650
| Tanker 215 Max.Vacuum: 0.05 Torr (0.066 mbar), Max.flow rate: 38 L/min (1.3 CFM),Horse power:1/3 HP,Noise level: 52 dB,Port Thread:3/8 inch (10mm) | 65500
| Tanker 230 Max.Vacuum: 0.05 Torr (0.066 mbar), Max.flow rate: 70 L/min (2.5 CFM),Horse power:1/2 HP,Noise level: 52 dB,Port Thread:3/8 inch (10mm) | 83400
Optional Accessories
| Exhaust Filter with SS housing can be used to prevent Oil Mist from being sprayed in the room | 15700
| Tanker SC is a special formulation lubricant for Tanker series pumps. It features excellent viscosity,high temperature resistance and strong antioxidant, Capacity 500ml | 3350
| DIAPHRAGM LIQUID PUMP - Alligator 200 - ROCKER | GLOSIL
Features: Time Save-Its built-in liquid pump helps transfer the filtered liquid directly to waste,Space-Saver-No additional waste bottle or tubing required,Complies with ISO8199 regulation, It is ideal for microbiological sample filteration, No air pollution, No oil Pollution, high efficiency, Built-in 60W brushless DC motoe offers a stable flow rate and prolongs the life of pump.
Application: Microbiological test ¦ Suspended solid test ¦ General filteration without collecting filteate
| Model Alligator 200 Max.Vacuum: 313 mbar, Max.Liquid flow rate: 4.5 L/min,Noise level: 60 dB, Hose barb ID8 | 145000
| LAFIL OIL FREE VACUUM PUMP - ROCKER | GLOSIL
Features: Lafil Plus series integrates vacuum source, waste bottle and suction kit into single one system, Saves 50% bench space.The compact size of Lafil 100 series suction system allows for work in laminar flow.Fence-like platform design prevents negligence from tipping over the waste bottle.Syringe filter prevents liquid from overflowing when bottle is full. Storage rack provides a smart solution for suction adaptors accommodation.
Application: Filtration for microbiology test ¦ Air sampling ¦ Suspended solid test ¦ Vacuum filtration Cell culture aspiration ¦ Laboratory waste suction
| Lafil 100 Max.Vacuum: 345 mbar, Max.flow rate: 4 L/min,Aspiration Rate: 9ml/min,waste bottle: 1000ml PP vacuum bottle | 92400
| Lafil 200-Plus Max.Vacuum: 370 mbar, Max.flow rate: 10 L/min,Aspiration Rate: 17ml/min,waste bottle: 4000ml PP vacuum bottle | 153100
| Lafil 300-Plus Max.Vacuum: 105 mbar, Max.flow rate: 20 L/min,Aspiration Rate: 18ml/min,waste bottle: 1200ml PP vacuum bottle | 150300
| Lafil 400-Plus Max.Vacuum: 30 mbar, Max.flow rate: 19 L/min,Aspiration Rate: 19ml/min,waste bottle: 1200ml PP vacuum bottle | 170000
| VACCUM PUMP WITH OIL & HAND VACCUM PUMP | GLOSIL
V9 | Vaccum Pump VE115N with oil | 6500
V10 | Vaccum Pump Hand | 2000
V11 | Vaccum Pump 110 Ltrs | 24000
| 50 LPM oil Single stage with accessories | 30000
| 50 LPM oil Double stage with accessories | 35000
| 100 LPM oil Single stage with accessories | 40000
| 100 LPM oil Double stage with accessories | 45000
| VIBRATION METER - LUTRON | GLOSIL
V12 | Model VB8201HA Vibration meter with sensor velocity 200mm/s acceleration 200ms'RMS, peak,hold,record (Max.Min.) | 19275
| VISCOMETER - LABOHOLIC | GLOSIL
V13 | LH-7310 Diigtal Viscometer LCD Touch Screen, Stepping Motor means Accurate,reliable operation, Direct readout of all measurement parameters, Auto Range Showing, Time Function for measurement, Sound alarm at under 20% Torque, Measuring range 20-2,000,000(mPa.s), RPM 0.3,0.6, 1.5,3,6,12,30, 60, Measurement Acuuracy + 1.0% of range, RS232 interface. NEW ADDITION | 145000
V14 | LH-730 Digital Automatic Viscometer having advantage of high accuracy, stable digital display. Easy to operate and good anti-interference. Widely used in the measurement of viscosity of various kinds of fluids such as grease, paints, food, medicine, adhesive, cosmetic, etc. lt can also be used for liquids. Its large LCD display measurement range is 10 to 200,000 mPas with 4 Spindles, 6/12/30/60 rotor speed RPM. (Imported) | 107000
| VERNIER CALIPER - MITUTOYO | GLOSIL
V15 | Vernier Caliper 6"/150mm (.02mm/.001 inch) ordinary Cat No.531-119 w / fine | 3750
V16 | Vernier Caliper 8"/200mm (.02mm/.001 inch) ordinary Cat No. 532 120 | 5000
V17 | Vernier Caliper 12"/300mm (.02mm/.001 inch) ordinary Cat No. 530 -119 | 9250
V18 | Vernier Caliper 18”/24” | POR
V19 | Digital Vernier Caliper 6”/150mm (0.01mm) mm/inch Cat No. 500-196-30 | 12500
V20 | Digital Vernier Caliper 8”/200mm (0.01mm)mm/inch Cat No. 500-197-30 | 12500
V21 | Digital Vernier Caliper 12”/300mm (0.01mm)mm/inch Cat No. 500-754-20 | 27500
V22 | Dial Caliper 6”/150mm (.02mm/.001 inch) Cat No.505-671 | 7250
V23 | Dial Caliper 8”/200mm Cat No. 505-672 | 11000
V24 | Dial Caliper 12”/300mm Cat No. 505-673 | 15250
| VERNIER CALIPER - INSIZE | GLOSIL
V25 | Vernier Caliper 150mm (.02mm/.001 inch) ordinary, Cat no 1233-130 | 2200
V26 | Vernier Caliper 180mm (.02mm/.001 inch) ordinary, Cat No 1233-180 | 3320
V27 | Vernier Caliper 12"/300mm (.02mm/.001 inch) ordinary Cat No 1205-3002S | 6000
V28 | Vernier Caliper 18”/24” (450mm or 600mm) | POR
V29 | Digital Vernier Caliper 6"/150mm (0.01mm) mm/inch, Cat No 1112-150 | 2300
V30 | Digital Vernier Caliper 8"/200mm (0.01mm)mm/inch, Cat No 1112-200 | 3480
V31 | Digital Vernier Caliper 12"/300mm (0.01mm)mm/inch, Cat No 1112-300 | 6400
V32 | Dial Caliper 6"/150mm (.02mm/.001 inch), Cat no 1312-150A | 3380
V33 | Dial Caliper 8"/200mm, Cat no 1312-200A | 4500
V34 | Dial Caliper 12"/300mm Cat no 1312-300A | 6890
V35 | Data cable with Software Insize for Digital Vernier Caliper Code No 7302-SPC1A | 5500
| VERNIER CALIPER - AEROSPACE | GLOSIL
V36 | Aerospace Vernier Caliper 6” (150mm) Ordinary | 525
V37 | Aerospace Vernier Caliper 8” (200mm) Ordinary | 700
V38 | Aerospace Vernier Caliper 12”(300mm) Ordinary | 1200
V39 | Aerospace Vernier Caliper Digital 6”(150mm) | 1000
V40 | Aerospace Vernier Caliper Digital 8”(200mm) | 1550
V41 | Aerospace Vernier Caliper Digital 12”(300mm) | 2600
| SCREW GUAGE - AEROSPACE | GLOSIL
V42 | Aerospace Screw Guage 0-25 | 625
| SCREW GAUGE - MITUTOYO / INSIZE | GLOSIL
V43 | Screw Gauge 0-25 (0.01mm) / Micrometer MITUTOYO Cat No. 103-137-M-110 -25 | 3000
V44 | Screw Gauge 0-25 (0.001mm) / Micrometer MITUTOYO Cat No. 103-129 | 4500
V45 | Screw Gauge Electronic Digital Micrometer 0-25mm (.001mm) MITUTOYO Cat No. 293-821-30 | 11250
V46 | Screw Gauge Mechanical counter Micrometer 0-25mm (.01mm) MITUTOYO | 8250
V47 | Height Gauge 300mm dia Digital MITUTOYO Cat No 570-312 | 30000
V48 | Screw Gauge 0-25 (0.01mm) / Micrometer INSIZE Cat No. 3203-25A | 2000
V49 | Screw gauge electronic digital 0-25 cat no. 3108-25A INSIZE Reading on barrel also | 7350
V50 | Screw Gauge Electronic Digital Micrometer 0-25mm (.001mm) INSIZE 3109-25A | 4630
V51 | Data cable with Software Insize for Digital Micrometer Code No 7302-SPC2A | 5500
| THICKNESS GAUGE - DIAL /DIGITAL TYPE | GLOSIL
V52 | Dial Gauge 10(.01) Mitutoyo 2046-S & stand 7010S MITUTOYO | 5000
V53 | Dial thickness gauge 10mm (.01mm) MITUTOYO Cat No. 7301 | 5500
V54 | Dial Thickness gauge 20mm (.01mm) MITUTOYO | 8750
V55 | Dial Thickness gauge 1mm (0.00lmm) MITUTOYO Cat No. 7327 | 10500
V56 | Digital Thickness gauge 12mm (0.001mm) with 10mm shaft MITUTOYO Cat No. 547-401 | 32800
V57 | Digital Thickness gauge 10mm (0.01mm) with 10mm shaft MITUTOYO CAT NO 547-301 | 21000
V58 | Dial thickness gauge 10mm (.01mm) INSIZE Cat.No. | 3750
V59 | Dial Thickness gauge 20mm (.01mm) INSIZE | 3750
V60 | Dial Thickness gauge 1mm (0.001mm) INSIZE | 4750
| Digital Thickness Gauge 0-10 x 0.001 mm LC INSIZE code 2871-101 | 15710
| VACUUM OVEN - GLOVISION | GLOSIL
V61 | Vacuum Oven 12 x 12 (24 litter) with PID Controller | 37500

## W
W
| WHIRLING PSYCHROMETER - GLOSIL | GLOSIL
W1 | Thermometers in wooden Body range 5°C to 50°C | 600
W2 | Thermometers in wooden Body range 20F to 120F | 600
| WATER BATH SEROLOGICAL - GLOVISION | GLOSIL
W3 | Serological Water Bath Plain (250mmx250mmx150mm) With Energy Regulator Single Rack | 5750
W4 | Serological Water Bath 2 racks (25cm x 17.5x17.5cm) 500 watts With Energy Regulator | 6750
W5 | Serological Water Bath 4 racks (35cm x 20 x 17.5cm) 1000 watts With Energy Regulator | 8000
W6 | Serological Water Bath Plain (250mmx250mmx150mm) Digital | 11750
W7 | Serological Water Bath 2 racks (25cm x 17.5x17.5cm) 500 watts Digital | 12750
W8 | Serological Water Bath 4 racks (35cm x 20 x 17.5cm) 1000 watts Digital | 14000
| WATER BATH SS - GLOVISION | GLOSIL
W9 | Single wall with Thermostat SS 6 Holes | 6000
W10 | Double wall with Thermostat SS 6 Holes | 7000
W11 | Double Wall with Digital Controller 6 Holes | 13000
W12 | Single wall with Thermostat SS 12 Holes | 7600
W13 | Double wall with Thermostat SS 12 Holes | 10000
W14 | Double Wall with Digital Controller 12 Holes | 16000
WATER STILL SS - GLOVISION
| Capacity wall Type 2 Litres(1 to 5 KW) | 9450
| Capacity wall Type 4 Litres(3.0 KW) | 11900
WATER DISTILLATION GLASS - GLOSVISION
| Water Distillation All Glass on Metal Stand with Metal Heater Single 4 Lit Capacity New Cut Off Model | 24750
| Water Distillation All Glass 4 Ltr Capacity on Metal Stand with Metal Heater Double New Cut Off Model | 44000
| WATER BATH ECONOMY | GLOSIL
W15 | Water bath Economy | 3375
WATER BATH CIRUCLATORY - GLOVISION
W16 | Circulatory Water Bath 15 X 12 X 17 with stirrer & Digital Temp Controller Inner SS Outer MS powder coated Ambient to 100°C | 15000
| WATER BATH - REMI | GLOSIL
| RWB-6 Water bath 15 liter capacity with 6 concentric adaptors temperature setting from RT + 5°C up to +99°C | 25500
| WATER BATH SHAKER - REMI | GLOSIL
W17 | RSB-12 Water Bath Shaker with Tray for 12 Flask 100 ml Model | 62000
W18 | Additional Tray for the above | 6500
WINTROBE TUBES
W19 | Wintrobe Tube HBG Make | 100
W20 | Wintrobe Tube | 30
| OIML - STANDARD WEIGHT BOX & INDIVIDUAL WEIGHTS | GLOSIL
W21 | Weight Box F1 Class 12 Pcs Set Weight 1 mg to 500 mg SS304 | 7000
W22 | NABL Charges for the above F1 Class weight box 1 mg to 500 mg | 2350
W23 | Weight Box F1 Class 23 Pcs Set Weight 1 mg to 200 g SS304 | 13300
W24 | NABL Charges for the above F1 Class weight box 1 mg to 200 g | 3950
WATER SOIL TEST KIT / MULTIPARAMETER REFER " P "
WEATHER STATION
W25 | Weather Station,TFA make Model NEXUS with wireless sensors | 60000